## Catalog_DayNight_AI
Supplier | Category | Tier | SystemType | Tonnage | AHRI | Condenser | AirHandler | EvapCoil | Furnace | FirstCoIndoor | MobileHomeCoil | ModelNumber | CondenserPrice | IndoorOrCoilPrice | FurnacePrice | SystemPrice | MOCP | STAT | Notes | PricingStatus
Day & Night | 454b Package Units | 2 STAGE UP TO 15.5 SEER2 HP A2L PACKAGE UNIT | Package Unit | 2 | AHRI 2025-04-01 00:00:00 AHRI NaN Name: 0, dtype: object | [6 empty] | IPHB524000K000B |  | 3712 |  | 3712 | TBD |  | 5NH | OK
Day & Night | 454b Package Units | 2 STAGE UP TO 15.5 SEER2 HP A2L PACKAGE UNIT | Package Unit | 3 | AHRI 2025-04-01 00:00:00 AHRI NaN Name: 1, dtype: object | [6 empty] | IPHB536000K000B |  | 4165 |  | 4165 | TBD |  | 5NH | OK
Day & Night | 454b Package Units | 2 STAGE UP TO 15.5 SEER2 HP A2L PACKAGE UNIT | Package Unit | 4 | AHRI 2025-04-01 00:00:00 AHRI NaN Name: 2, dtype: object | [6 empty] | IPHB548000K000B |  | 4800 |  | 4800 | TBD |  | 5NH | OK
Day & Night | 454b Package Units | 2 STAGE UP TO 15.5 SEER2 HP A2L PACKAGE UNIT | Package Unit | 5 | AHRI 2025-04-01 00:00:00 AHRI NaN Name: 3, dtype: object | [6 empty] | IPHB560000K000B |  | 5331 |  | 5331 | TBD |  | 5NH | OK
Day & Night | 454b Package Units | 1 STAGE 13.4 SEER2 HP A2L PACKAGE UNIT | Package Unit | 2 | AHRI 215576055.0 AHRI NaN Name: 5, dtype: object | [6 empty] | IPHB424000K000B |  | 2913 |  | 2913 | 30A |  | 3NH | OK
Day & Night | 454b Package Units | 1 STAGE 13.4 SEER2 HP A2L PACKAGE UNIT | Package Unit | 2.5 | AHRI 215576072.0 AHRI NaN Name: 6, dtype: object | [6 empty] | IPHB430000K000B |  | 3082 |  | 3082 | 35A |  | 3NH | OK
Day & Night | 454b Package Units | 1 STAGE 13.4 SEER2 HP A2L PACKAGE UNIT | Package Unit | 3 | AHRI 215576089.0 AHRI NaN Name: 7, dtype: object | [6 empty] | IPHB436000K000B |  | 3387 |  | 3387 | 35A |  | 3NH | OK
Day & Night | 454b Package Units | 1 STAGE 13.4 SEER2 HP A2L PACKAGE UNIT | Package Unit | 3.5 | AHRI 215576136.0 AHRI NaN Name: 8, dtype: object | [6 empty] | IPHB442000K000B |  | 3645 |  | 3645 | 45A |  | 3NH | OK
Day & Night | 454b Package Units | 1 STAGE 13.4 SEER2 HP A2L PACKAGE UNIT | Package Unit | 4 | AHRI 215576183.0 AHRI NaN Name: 9, dtype: object | [6 empty] | IPHB448000K000B |  | 4190 |  | 4190 | 50A |  | 3NH | OK
Day & Night | 454b Package Units | 1 STAGE 13.4 SEER2 HP A2L PACKAGE UNIT | Package Unit | 5 | AHRI 215576230.0 AHRI NaN Name: 10, dtype: object | [6 empty] | IPHB460000K000B |  | 4255 |  | 4255 | 60A |  | 3NH | OK
Day & Night | 454b Package Units | 1 STAGE 13.4 SEER2 HP A2L PACKAGE UNIT - HORIZONTAL ONLY | Package Unit | 2 | AHRI 216411381.0 AHRI NaN Name: 12, dtype: object | [6 empty] | IPHM424000K000B |  | 2672 |  | 2672 | 25A |  |  | OK
Day & Night | 454b Package Units | 1 STAGE 13.4 SEER2 HP A2L PACKAGE UNIT - HORIZONTAL ONLY | Package Unit | 2.5 | AHRI 216411382.0 AHRI NaN Name: 13, dtype: object | [6 empty] | IPHM430000K000B |  | 2722 |  | 2722 | 30A |  |  | OK
Day & Night | 454b Package Units | 1 STAGE 13.4 SEER2 HP A2L PACKAGE UNIT - HORIZONTAL ONLY | Package Unit | 3 | AHRI 216411383.0 AHRI NaN Name: 14, dtype: object | [6 empty] | IPHM436000K000B |  | 2888 |  | 2888 | 35A |  |  | OK
Day & Night | 454b Package Units | 1 STAGE 13.4 SEER2 HP A2L PACKAGE UNIT - HORIZONTAL ONLY | Package Unit | 3.5 | AHRI 216411384.0 AHRI NaN Name: 15, dtype: object | [6 empty] | IPHM442000K000B |  | 3115 |  | 3115 | 40A |  |  | OK
Day & Night | 454b Package Units | 1 STAGE 13.4 SEER2 HP A2L PACKAGE UNIT - HORIZONTAL ONLY | Package Unit | 4 | AHRI 216411385.0 AHRI NaN Name: 16, dtype: object | [6 empty] | IPHM448000K000B |  | 3312 |  | 3312 | 60A |  |  | OK
Day & Night | 454b Package Units | 1 STAGE 13.4 SEER2 HP A2L PACKAGE UNIT - HORIZONTAL ONLY | Package Unit | 5 | AHRI 216411386.0 AHRI NaN Name: 17, dtype: object | [6 empty] | IPHM460000K000B |  | 3445 |  | 3445 | 60A |  |  | OK
Day & Night | 454b Package Units | 1 STAGE 13.4 SEER2 AC A2L PACKAGE UNIT - HORIZONTAL ONLY | Package Unit | 2 | AHRI 216012994.0 AHRI NaN Name: 19, dtype: object | [6 empty] | IPAM424000K000B |  | 2546 |  | 2546 | 20A |  |  | OK
Day & Night | 454b Package Units | 1 STAGE 13.4 SEER2 AC A2L PACKAGE UNIT - HORIZONTAL ONLY | Package Unit | 2.5 | AHRI 216013011.0 AHRI NaN Name: 20, dtype: object | [6 empty] | IPAM430000K000B |  | 2350 |  | 2350 | 30A |  |  | OK
Day & Night | 454b Package Units | 1 STAGE 13.4 SEER2 AC A2L PACKAGE UNIT - HORIZONTAL ONLY | Package Unit | 3 | AHRI 216013028.0 AHRI NaN Name: 21, dtype: object | [6 empty] | IPAM436000K000B |  | 2554 |  | 2554 | 35A |  |  | OK
Day & Night | 454b Package Units | 1 STAGE 13.4 SEER2 AC A2L PACKAGE UNIT - HORIZONTAL ONLY | Package Unit | 3.5 | AHRI 216013045.0 AHRI NaN Name: 22, dtype: object | [6 empty] | IPAM442000K000B |  | 2762 |  | 2762 | 40A |  |  | OK
Day & Night | 454b Package Units | 1 STAGE 13.4 SEER2 AC A2L PACKAGE UNIT - HORIZONTAL ONLY | Package Unit | 4 | AHRI 216013062.0 AHRI NaN Name: 23, dtype: object | [6 empty] | IPAM448000K000B |  | 2981 |  | 2981 | 50A |  |  | OK
Day & Night | 454b Package Units | 1 STAGE 13.4 SEER2 AC A2L PACKAGE UNIT - HORIZONTAL ONLY | Package Unit | 5 | AHRI 216013079.0 AHRI NaN Name: 24, dtype: object | [6 empty] | IPAM460000K000B |  | 3243 |  | 3243 | 60A |  |  | OK
Day & Night | 454b Package Units | 2 STAGE UP TO 16 SEER2 GAS/ELECTRIC PACKAGE UNIT | Package Unit | 2 | AHRI 2025-06-01 00:00:00 AHRI NaN Name: 26, dtype: object | [6 empty] | IPGB524040K001B |  |  |  |  | TBD |  | 5NH | OK
Day & Night | 454b Package Units | 2 STAGE UP TO 16 SEER2 GAS/ELECTRIC PACKAGE UNIT | Package Unit | 3 | AHRI 2025-06-01 00:00:00 AHRI NaN Name: 27, dtype: object | [6 empty] | IPGB536060K001B |  |  |  |  | TBD |  | 5NH | OK
Day & Night | 454b Package Units | 2 STAGE UP TO 16 SEER2 GAS/ELECTRIC PACKAGE UNIT | Package Unit | 4 | AHRI 2025-06-01 00:00:00 AHRI NaN Name: 28, dtype: object | [6 empty] | IPGB548090K001B |  |  |  |  | TBD |  | 5NH | OK
Day & Night | 454b Package Units | 2 STAGE UP TO 16 SEER2 GAS/ELECTRIC PACKAGE UNIT | Package Unit | 5 | AHRI 2025-06-01 00:00:00 AHRI NaN Name: 29, dtype: object | [6 empty] | IPGB560090K001B |  |  |  |  | TBD |  | 5NH | OK
Day & Night | 454b Package Units | 1 STAGE 13.4 SEER2 GAS/ELECTRIC PACKAGE UNIT | Package Unit | 2 | AHRI 215565240 AHRI NaN Name: 31, dtype: object | [6 empty] | IPGB424040K001B |  | 3311 |  | 3311 | 20A |  | 3NH | OK
Day & Night | 454b Package Units | 1 STAGE 13.4 SEER2 GAS/ELECTRIC PACKAGE UNIT | Package Unit | 2.5 | AHRI 215565223 AHRI NaN Name: 32, dtype: object | [6 empty] | IPGB430040K001B |  | 3845 |  | 3845 | 30A |  | 3NH | OK
Day & Night | 454b Package Units | 1 STAGE 13.4 SEER2 GAS/ELECTRIC PACKAGE UNIT | Package Unit | 3 | AHRI 215565206 AHRI NaN Name: 33, dtype: object | [6 empty] | IPGB436060K001B |  | 3563 |  | 3563 | 35A |  | 3NH | OK
Day & Night | 454b Package Units | 1 STAGE 13.4 SEER2 GAS/ELECTRIC PACKAGE UNIT | Package Unit | 3 | AHRI 215565206 AHRI NaN Name: 34, dtype: object | [6 empty] | IPGB436090K001B |  | 4162 |  | 4162 | 35A |  | 3NH | OK
Day & Night | 454b Package Units | 1 STAGE 13.4 SEER2 GAS/ELECTRIC PACKAGE UNIT | Package Unit | 3.5 | AHRI 215565162 AHRI NaN Name: 35, dtype: object | [6 empty] | IPGB442060K001B |  | 4417 |  | 4417 | 40A |  | 3NH | OK
Day & Night | 454b Package Units | 1 STAGE 13.4 SEER2 GAS/ELECTRIC PACKAGE UNIT | Package Unit | 3.5 | AHRI 215565162 AHRI NaN Name: 36, dtype: object | [6 empty] | IPGB442090K001B |  | 3819 |  | 3819 | 40A |  | 3NH | OK
Day & Night | 454b Package Units | 1 STAGE 13.4 SEER2 GAS/ELECTRIC PACKAGE UNIT | Package Unit | 4 | AHRI 215565118 AHRI NaN Name: 37, dtype: object | [6 empty] | IPGB448090K001B |  | 4130 |  | 4130 | 50A |  | 3NH | OK
Day & Night | 454b Package Units | 1 STAGE 13.4 SEER2 GAS/ELECTRIC PACKAGE UNIT | Package Unit | 5 | AHRI 215565074 AHRI NaN Name: 38, dtype: object | [6 empty] | IPGB460090K001B |  | 4448 |  | 4448 | 50A |  | 3NH | OK
Day & Night | 454b Package Units | 1 STAGE 13.4 SEER2 GAS/ELECTRIC PACKAGE UNIT | Package Unit | 5 | AHRI Model AHRI NaN Name: 39, dtype: object | [6 empty] | Description | [7 empty] | OK
Day & Night | 454b Package Units | 1 STAGE 13.4 SEER2 GAS/ELECTRIC PACKAGE UNIT | Package Unit |  | AHRI ICPHEATER125A02 AHRI NaN Name: 40, dtype: object | [6 empty] | 5KW N/FUS HEAT KIT | [7 empty] | OK
Day & Night | 454b Package Units | 1 STAGE 13.4 SEER2 GAS/ELECTRIC PACKAGE UNIT | Package Unit |  | AHRI ICPHEATER127A02 AHRI NaN Name: 41, dtype: object | [6 empty] | 7KW N/FUS HEAT KIT | [7 empty] | OK
Day & Night | 454b Package Units | 1 STAGE 13.4 SEER2 GAS/ELECTRIC PACKAGE UNIT | Package Unit |  | AHRI ICPHEATER129A02 AHRI NaN Name: 42, dtype: object | [6 empty] | 10KW N/FUS HEAT KIT | [7 empty] | OK
Day & Night | 454b Package Units | 1 STAGE 13.4 SEER2 GAS/ELECTRIC PACKAGE UNIT | Package Unit |  | AHRI ICPHEATER052B02 AHRI NaN Name: 43, dtype: object | [6 empty] | 3.8/5.0 NON FUSED ELEC HTR KIT | [7 empty] | OK
Day & Night | 454b Package Units | 1 STAGE 13.4 SEER2 GAS/ELECTRIC PACKAGE UNIT | Package Unit |  | AHRI ICPHEATER070B02 AHRI NaN Name: 44, dtype: object | [6 empty] | 5.4/7.2 FUSED ELEC HTR KIT | [7 empty] | OK
Day & Night | 454b Package Units | 1 STAGE 13.4 SEER2 GAS/ELECTRIC PACKAGE UNIT | Package Unit |  | AHRI ICPHEATER050B02 AHRI NaN Name: 45, dtype: object | [6 empty] | 7.5/10 FUSED ELEC HTR KIT | [7 empty] | OK
Day & Night | 454b HP Split | ION MODULATING INVERTER - VARIABLE AIRFLOW - COMMUNICATING- UP TO 23 SEER2 HP | Heat Pump Split | 3 | AHRI NaN AHRI 215933970.0 Name: 46, dtype: object | IC5H3V36AKAAA | IFCMA5B60L0DA | [5 empty] | 6572 | 3025 |  |  | 25A | ISYST0101CW | 25c, 10NH | OK
Day & Night | 454b HP Split | ION MODULATING INVERTER - VARIABLE AIRFLOW - COMMUNICATING- UP TO 23 SEER2 HP | Heat Pump Split | 3 | AHRI NaN AHRI 215931501.0 Name: 47, dtype: object | IC5H3V36AKAAA | IFCMA5B48L0CA | [5 empty] | 6572 | 2679 |  |  | 25A | ISYST0101CW | 25c, 10NH | OK
Day & Night | 454b HP Split | ION MODULATING INVERTER - VARIABLE AIRFLOW - COMMUNICATING- UP TO 23 SEER2 HP | Heat Pump Split | 4 | AHRI NaN AHRI 215931510.0 Name: 48, dtype: object | IC5H3V48AKAAA | IFCMA5B60L0DA | [5 empty] | 7191 | 3025 |  |  | 40A | ISYST0101CW | 25c, 10NH | OK
Day & Night | 454b HP Split | ION MODULATING INVERTER - VARIABLE AIRFLOW - COMMUNICATING- UP TO 23 SEER2 HP | Heat Pump Split | 4 | AHRI NaN AHRI 215934620.0 Name: 49, dtype: object | IC5H3V48AKAAA | IFCMA5B48L0CA | [5 empty] | 7191 | 2679 |  |  | 40A | ISYST0101CW | 25c, 10NH | OK
Day & Night | 454b HP Split | ION MODULATING INVERTER - VARIABLE AIRFLOW - COMMUNICATING- UP TO 23 SEER2 HP | Heat Pump Split | 5 | AHRI NaN AHRI 215931492.0 Name: 50, dtype: object | IC5H3V60AKAAA | IFCMA5B60L0DA | [5 empty] | 7617 | 3025 |  |  | 40A | ISYST0101CW | 25c, 10NH | OK
Day & Night | 454b HP Split | MODULATING INVERTER - VARIABLE AIRFLOW - COMMUNICATING- UP TO 20 SEER2 HP | Heat Pump Split | 2 | AHRI NaN AHRI Q1 2025 Name: 52, dtype: object | IC5H0V24AKAAA | TBD | [9 empty] | TBD | ISYST0101CW |  | OK
Day & Night | 454b HP Split | MODULATING INVERTER - VARIABLE AIRFLOW - COMMUNICATING- UP TO 20 SEER2 HP | Heat Pump Split | 3 | AHRI NaN AHRI Q1 2025 Name: 53, dtype: object | IC5H0V36AKAAA | TBD | [9 empty] | TBD | ISYST0101CW |  | OK
Day & Night | 454b HP Split | MODULATING INVERTER - VARIABLE AIRFLOW - COMMUNICATING- UP TO 20 SEER2 HP | Heat Pump Split | 4 | AHRI NaN AHRI Q1 2025 Name: 54, dtype: object | IC5H0V48AKAAA | TBD | [9 empty] | TBD | ISYST0101CW |  | OK
Day & Night | 454b HP Split | MODULATING INVERTER - VARIABLE AIRFLOW - COMMUNICATING- UP TO 20 SEER2 HP | Heat Pump Split | 5 | AHRI NaN AHRI Q1 2025 Name: 55, dtype: object | IC5H0V60AKAAA | TBD | [9 empty] | TBD | ISYST0101CW |  | OK
Day & Night | 454b HP Split | 2 STAGE MAINLINE - VARIABLE AIRFLOW - COMMUNICATING - UP TO 18 SEER2 HP | Heat Pump Split | 2 | AHRI NaN AHRI 216368910.0 Name: 57, dtype: object | IC5H8T24AKAAA | IFCMA5X24L0BA | [5 empty] | 3337 | 2157 |  |  | 25A | ISYST0101CW | 25c,10NH | OK
Day & Night | 454b HP Split | 2 STAGE MAINLINE - VARIABLE AIRFLOW - COMMUNICATING - UP TO 18 SEER2 HP | Heat Pump Split | 3 | AHRI NaN AHRI 216360611.0 Name: 58, dtype: object | IC5H8T36AKAAA | IFCMA5B48L0CA | [5 empty] | 3826 | 2679 |  |  | 40A | ISYST0101CW | 25c,10NH | OK
Day & Night | 454b HP Split | 2 STAGE MAINLINE - VARIABLE AIRFLOW - COMMUNICATING - UP TO 18 SEER2 HP | Heat Pump Split | 3 | AHRI NaN AHRI 216360603.0 Name: 59, dtype: object | IC5H8T36AKAAA | IFCMA5B36L0CA | [5 empty] | 3826 | 2225 |  |  | 40A | ISYST0101CW | 10NH | OK
Day & Night | 454b HP Split | 2 STAGE MAINLINE - VARIABLE AIRFLOW - COMMUNICATING - UP TO 18 SEER2 HP | Heat Pump Split | 4 | AHRI NaN AHRI 216354003.0 Name: 60, dtype: object | IC5H8T48AKAAA | IFCMA5B60L0DA | [5 empty] | 4614 | 3025 |  |  | 50A | ISYST0101CW | 25c,10NH | OK
Day & Night | 454b HP Split | 2 STAGE MAINLINE - VARIABLE AIRFLOW - COMMUNICATING - UP TO 18 SEER2 HP | Heat Pump Split | 4 | AHRI NaN AHRI 216353995.0 Name: 61, dtype: object | IC5H8T48AKAAA | IFCMA5B48L0CA | [5 empty] | 4614 | 2679 |  |  | 50A | ISYST0101CW | 25c,10NH | OK
Day & Night | 454b HP Split | 2 STAGE MAINLINE - VARIABLE AIRFLOW - COMMUNICATING - UP TO 18 SEER2 HP | Heat Pump Split | 5 | AHRI NaN AHRI 216349386.0 Name: 62, dtype: object | IC5H8T60AKAAA | IFCMA5B60L0DA | [5 empty] | 5174 | 3025 |  |  | 60A | ISYST0101CW | 25c,10NH | OK
Day & Night | 454b HP Split | 1 STAGE MAINLINE - VARIABLE AIR FLOW - UP TO 15.5 SEER2 HP | Heat Pump Split | 2 | AHRI NaN AHRI 214165248.0 Name: 64, dtype: object | IC5H6S24AKAAA | IFTMA5X24L0BA | [5 empty] | 3381 | 1372 |  |  | 20A | ANY | 5NH | OK
Day & Night | 454b HP Split | 1 STAGE MAINLINE - VARIABLE AIR FLOW - UP TO 15.5 SEER2 HP | Heat Pump Split | 2.5 | AHRI NaN AHRI 214165170.0 Name: 65, dtype: object | IC5H6S30AKAAA | IFTMA5B36L0CA | [5 empty] | 3749 | 1547 |  |  | 25A | ANY | 5NH | OK
Day & Night | 454b HP Split | 1 STAGE MAINLINE - VARIABLE AIR FLOW - UP TO 15.5 SEER2 HP | Heat Pump Split | 3 | AHRI NaN AHRI 214601844.0 Name: 66, dtype: object | IC5H6S36AKAAA | IFTMA5B36L0CA | [5 empty] | 4184 | 1547 |  |  | 30A | ANY | 5NH | OK
Day & Night | 454b HP Split | 1 STAGE MAINLINE - VARIABLE AIR FLOW - UP TO 15.5 SEER2 HP | Heat Pump Split | 3.5 | AHRI NaN AHRI 214165289.0 Name: 67, dtype: object | IC5H6S42AKAAA | IFTMA5B60L0DA | [5 empty] | 4481 | 1924 |  |  | 40A | ANY | 5NH | OK
Day & Night | 454b HP Split | 1 STAGE MAINLINE - VARIABLE AIR FLOW - UP TO 15.5 SEER2 HP | Heat Pump Split | 4 | AHRI NaN AHRI 214165305.0 Name: 68, dtype: object | IC5H6S48AKAAA | IFTMA5B60L0DA | [5 empty] | 4889 | 1924 |  |  | 50A | ANY | 5NH | OK
Day & Night | 454b HP Split | 1 STAGE MAINLINE - VARIABLE AIR FLOW - UP TO 15.5 SEER2 HP | Heat Pump Split | 5 | AHRI NaN AHRI 214602007.0 Name: 69, dtype: object | IC5H6S60AKAAA | IFTMA5B60L0DA | [5 empty] | 5763 | 1924 |  |  | 50A | ANY | 5NH | OK
Day & Night | 454b HP Split | 1 STAGE - ECM MOTOR - UPTO 15.2 SEER2 HP | Heat Pump Split | 1.5 | AHRI NaN AHRI NaN Name: 71, dtype: object | IC5H6S24AKAAA | [6 empty] | 3381 |  |  |  |  | ANY | 25c,5NH | OK
Day & Night | 454b HP Split | 2 STAGE - VARIABLE AIRFLOW - UPTO 17.5 SEER2 HP | Heat Pump Split | 2 | AHRI NaN AHRI 215560671.0 Name: 85, dtype: object | IN5H8T24AKAAA | IFTMA5X24L0BA | [5 empty] | 2769 | 1372 |  |  | 25A | 2 STAGE | 25c | OK
Day & Night | 454b HP Split | 2 STAGE - VARIABLE AIRFLOW - UPTO 17.5 SEER2 HP | Heat Pump Split | 3 | AHRI NaN AHRI 215628954.0 Name: 86, dtype: object | IN5H8T36AKAAA | IFTMA5B60L0DA | [5 empty] | 3233 | 1924 |  |  | 40A | 2 STAGE | 25c | OK
Day & Night | 454b HP Split | 2 STAGE - VARIABLE AIRFLOW - UPTO 17.5 SEER2 HP | Heat Pump Split | 3 | AHRI NaN AHRI 215628900.0 Name: 87, dtype: object | IN5H8T36AKAAA | IFTMA5B48L0CA | [5 empty] | 3233 | 1776 |  |  | 40A | 2 STAGE | 25c | OK
Day & Night | 454b HP Split | 2 STAGE - VARIABLE AIRFLOW - UPTO 17.5 SEER2 HP | Heat Pump Split | 4 | AHRI NaN AHRI 215560723.0 Name: 88, dtype: object | IN5H8T48AKAAA | IFTMA5B60L0DA | [5 empty] | 3993 | 1924 |  |  | 50A | 2 STAGE | 25c | OK
Day & Night | 454b HP Split | 2 STAGE - VARIABLE AIRFLOW - UPTO 17.5 SEER2 HP | Heat Pump Split | 4 | AHRI NaN AHRI 215628927.0 Name: 89, dtype: object | IN5H8T48AKAAA | IFTMA5B48L0CA | [5 empty] | 3993 | 1776 |  |  | 50A | 2 STAGE | 25c | OK
Day & Night | 454b HP Split | 2 STAGE - VARIABLE AIRFLOW - UPTO 17.5 SEER2 HP | Heat Pump Split | 5 | AHRI NaN AHRI 215560749.0 Name: 90, dtype: object | IN5H8T60AKAAA | IFTMA5B60L0DA | [5 empty] | 4436 | 1924 |  |  | 60A | 2 STAGE | 25c | OK
Day & Night | 454b HP Split | 1 STAGE - VARIABLE AIRFLOW- UP TO 15.5 SEER2 HP | Heat Pump Split | 1.5 | AHRI NaN AHRI 214179390.0 Name: 92, dtype: object | IN5H5S18AKAAA | IFTMA5X24L0BA | [5 empty] | 1720 | 1372 |  |  | 15A | ANY |  | OK
Day & Night | 454b HP Split | 1 STAGE - VARIABLE AIRFLOW- UP TO 15.5 SEER2 HP | Heat Pump Split | 2 | AHRI NaN AHRI 214179869.0 Name: 93, dtype: object | IN5H5S24AKAAA | IFTMA5X24L0BA | [5 empty] | 1894 | 1372 |  |  | 20A | ANY |  | OK
Day & Night | 454b HP Split | 1 STAGE - VARIABLE AIRFLOW- UP TO 15.5 SEER2 HP | Heat Pump Split | 2.5 | AHRI NaN AHRI 214179533.0 Name: 94, dtype: object | IN5H5S30AKAAA | IFTMA5B36L0CA | [5 empty] | 2123 | 1547 |  |  | 25A | ANY |  | OK
Day & Night | 454b HP Split | 1 STAGE - VARIABLE AIRFLOW- UP TO 15.5 SEER2 HP | Heat Pump Split | 3 | AHRI NaN AHRI 214179949.0 Name: 95, dtype: object | IN5H5S36AKAAA | IFTMA5B48L0CA | [5 empty] | 2377 | 1776 |  |  | 30A | ANY |  | OK
Day & Night | 454b HP Split | 1 STAGE - VARIABLE AIRFLOW- UP TO 15.5 SEER2 HP | Heat Pump Split | 3 | AHRI NaN AHRI 214601826.0 Name: 96, dtype: object | IN5H5S36AKAAA | IFTMA5B36L0CA | [5 empty] | 2377 | 1547 |  |  | 30A | ANY |  | OK
Day & Night | 454b HP Split | 1 STAGE - VARIABLE AIRFLOW- UP TO 15.5 SEER2 HP | Heat Pump Split | 3.5 | AHRI NaN AHRI 214180058.0 Name: 97, dtype: object | IN5H5S42AKAAA | IFTMA5B60L0DA | [5 empty] | 2672 | 1924 |  |  | 40A | ANY |  | OK
Day & Night | 454b HP Split | 1 STAGE - VARIABLE AIRFLOW- UP TO 15.5 SEER2 HP | Heat Pump Split | 3.5 | AHRI NaN AHRI 215685254.0 Name: 98, dtype: object | IN5H5S42AKAAA | IFTMA5B48L0CA | [5 empty] | 2672 | 1776 |  |  | 40A | ANY |  | OK
Day & Night | 454b HP Split | 1 STAGE - VARIABLE AIRFLOW- UP TO 15.5 SEER2 HP | Heat Pump Split | 4 | AHRI NaN AHRI 214180127.0 Name: 99, dtype: object | IN5H5S48AKAAA | IFTMA5B60L0DA | [5 empty] | 2992 | 1924 |  |  | 50A | ANY |  | OK
Day & Night | 454b HP Split | 1 STAGE - VARIABLE AIRFLOW- UP TO 15.5 SEER2 HP | Heat Pump Split | 4 | AHRI NaN AHRI 215685211.0 Name: 100, dtype: object | IN5H5S48AKAAA | IFTMA5B48L0CA | [5 empty] | 2992 | 1776 |  |  | 50A | ANY |  | OK
Day & Night | 454b HP Split | 1 STAGE - VARIABLE AIRFLOW- UP TO 15.5 SEER2 HP | Heat Pump Split | 5 | AHRI NaN AHRI 214601989.0 Name: 101, dtype: object | IN5H5S60AKAAA | IFTMA5B60L0DA | [5 empty] | 3365 | 1924 |  |  | 50A | ANY |  | OK
Day & Night | 454b HP Split | 1 STAGE - ECM - UP TO 15.2 SEER2 HP | Heat Pump Split | 1.5 | AHRI NaN AHRI 214179571.0 Name: 103, dtype: object | IN5H5S18AKAAA | IFHMA5X30L0BA | [5 empty] | 1720 | 1299 |  |  | 15A | ANY |  | OK
Day & Night | 454b HP Split | 1 STAGE - ECM - UP TO 15.2 SEER2 HP | Heat Pump Split | 1.5 | AHRI NaN AHRI 214601921.0 Name: 104, dtype: object | IN5H5S18AKAAA | IFHMA5X24L0BA | [5 empty] | 1720 | 1242 |  |  | 15A | ANY |  | OK
Day & Night | 454b HP Split | 1 STAGE - ECM - UP TO 15.2 SEER2 HP | Heat Pump Split | 2 | AHRI NaN AHRI 214179748.0 Name: 105, dtype: object | IN5H5S24AKAAA | IFHMA5X30L0BA | [5 empty] | 1894 | 1299 |  |  | 20A | ANY |  | OK
Day & Night | 454b HP Split | 1 STAGE - ECM - UP TO 15.2 SEER2 HP | Heat Pump Split | 2 | AHRI NaN AHRI 214101777.0 Name: 106, dtype: object | IN5H5S24AKAAA | IFHMA5X24L0BA | [5 empty] | 1894 | 1242 |  |  | 20A | ANY |  | OK
Day & Night | 454b HP Split | 1 STAGE - ECM - UP TO 15.2 SEER2 HP | Heat Pump Split | 2.5 | AHRI NaN AHRI 214179491.0 Name: 107, dtype: object | IN5H5S30AKAAA | IFHMA5B42L0CA | [5 empty] | 2123 | 1404 |  |  | 25A | ANY |  | OK
Day & Night | 454b HP Split | 1 STAGE - ECM - UP TO 15.2 SEER2 HP | Heat Pump Split | 2.5 | AHRI NaN AHRI 214101813.0 Name: 108, dtype: object | IN5H5S30AKAAA | IFHMA5X30L0BA | [5 empty] | 2123 | 1299 |  |  | 25A | ANY |  | OK
Day & Night | 454b HP Split | 1 STAGE - ECM - UP TO 15.2 SEER2 HP | Heat Pump Split | 3 | AHRI NaN AHRI 214179907.0 Name: 109, dtype: object | IN5H5S36AKAAA | IFHMA5B42L0CA | [5 empty] | 2377 | 1404 |  |  | 30A | ANY |  | OK
Day & Night | 454b HP Split | 1 STAGE - ECM - UP TO 15.2 SEER2 HP | Heat Pump Split | 3 | AHRI NaN AHRI 214101849.0 Name: 110, dtype: object | IN5H5S36AKAAA | IFHMA5X36L0BA | [5 empty] | 2377 | 1319 |  |  | 30A | ANY |  | OK
Day & Night | 454b HP Split | 1 STAGE - ECM - UP TO 15.2 SEER2 HP | Heat Pump Split | 3.5 | AHRI NaN AHRI 214180016.0 Name: 111, dtype: object | IN5H5S42AKAAA | IFHMA5B60L0DA | [5 empty] | 2672 | 1772 |  |  | 40A | ANY |  | OK
Day & Night | 454b HP Split | 1 STAGE - ECM - UP TO 15.2 SEER2 HP | Heat Pump Split | 3.5 | AHRI NaN AHRI 214101885.0 Name: 112, dtype: object | IN5H5S42AKAAA | IFHMA5B42L0CA | [5 empty] | 2672 | 1404 |  |  | 40A | ANY |  | OK
Day & Night | 454b HP Split | 1 STAGE - ECM - UP TO 15.2 SEER2 HP | Heat Pump Split | 4 | AHRI NaN AHRI 214179648.0 Name: 113, dtype: object | IN5H5S48AKAAA | IFHMA5B60L0DA | [5 empty] | 2992 | 1772 |  |  | 50A | ANY |  | OK
Day & Night | 454b HP Split | 1 STAGE - ECM - UP TO 15.2 SEER2 HP | Heat Pump Split | 4 | AHRI NaN AHRI 214101921.0 Name: 114, dtype: object | IN5H5S48AKAAA | IFHMA5B48L0CA | [5 empty] | 2992 | 1618 |  |  | 50A | ANY |  | OK
Day & Night | 454b HP Split | 1 STAGE - ECM - UP TO 15.2 SEER2 HP | Heat Pump Split | 5 | AHRI NaN AHRI 214101957.0 Name: 115, dtype: object | IN5H5S60AKAAA | IFHMA5B60L0DA | [5 empty] | 3365 | 1772 |  |  | 50A | ANY |  | OK
Day & Night | 454b HP Split | 1 STAGE - ECM - UP TO 15.2 SEER2 HP | Heat Pump Split | 5 | AHRI NaN AHRI NaN Name: 116, dtype: object | NOTES: | [13 empty] | OK
Day & Night | 454b 80% Gas Split | ION MODULATING INVERTER / 2 STAGE HTG - VARIABLE AIRFLOW - COMMUNICATING - UP TO 19.5 SEER2 GAS SPLIT - MULTI-POSITION COIL | Gas Split | 2 | AHRI 215690334.0 AHRI NaN Name: 117, dtype: object | IC5A1V24AKAWA |  | IEVM5X31M17A | IG80CTL0901716B |  |  |  |  | 3681 | 593 |  | 25A | ISYST0101CW | 25c,10NH | OK
Day & Night | 454b 80% Gas Split | ION MODULATING INVERTER / 2 STAGE HTG - VARIABLE AIRFLOW - COMMUNICATING - UP TO 19.5 SEER2 GAS SPLIT - MULTI-POSITION COIL | Gas Split | 3 | AHRI 215692864.0 AHRI NaN Name: 118, dtype: object | IC5A1V36AKAWA |  | IEVM5X49M21A | IG80CTL0902120B |  |  |  |  | 3951 | 740 |  | 25A | ISYST0101CW | 10NH | OK
Day & Night | 454b 80% Gas Split | ION MODULATING INVERTER / 2 STAGE HTG - VARIABLE AIRFLOW - COMMUNICATING - UP TO 19.5 SEER2 GAS SPLIT - MULTI-POSITION COIL | Gas Split | 4 | AHRI 215698724.0 AHRI NaN Name: 119, dtype: object | IC5A1V48AKAWA |  | IEVM5X60M21A | IG80CTL0902120B |  |  |  |  | 4491 | 801 |  | 40A | ISYST0101CW | 10NH | OK
Day & Night | 454b 80% Gas Split | ION MODULATING INVERTER / 2 STAGE HTG - VARIABLE AIRFLOW - COMMUNICATING - UP TO 19.5 SEER2 GAS SPLIT - MULTI-POSITION COIL | Gas Split | 5 | AHRI 215701354.0 AHRI NaN Name: 120, dtype: object | IC5A1V60AKAWA |  | IEVM5X60M21A | IG80CTL0902120B |  |  |  |  | 4804 | 801 |  | 50A | ISYST0101CW | 10NH | OK
Day & Night | 454b 80% Gas Split | 2 STAGE CLG / 2 STAGE HTG MAINLINE - VARIABLE AIRFLOW - COMMUNICATING - UP TO 18 SEER2 GAS SPLIT - MULTI-POSITION COIL | Gas Split | 2 | AHRI 216378285.0 AHRI NaN Name: 122, dtype: object | IC5A8T24AKAWA |  | IEVM5X31M17A | IG80CTL0701716B |  |  |  |  | 2610 | 593 |  | 20A | ISYST0101CW | 25c,10NH | OK
Day & Night | 454b 80% Gas Split | 2 STAGE CLG / 2 STAGE HTG MAINLINE - VARIABLE AIRFLOW - COMMUNICATING - UP TO 18 SEER2 GAS SPLIT - MULTI-POSITION COIL | Gas Split | 3 | AHRI 216388367.0 AHRI NaN Name: 123, dtype: object | IC5A8T36AKAWA |  | IEVM5X44M21A | IG80CTL0902120B |  |  |  |  | 3081 | 859 |  | 35A | ISYST0101CW | 25c,10NH | OK
Day & Night | 454b 80% Gas Split | 2 STAGE CLG / 2 STAGE HTG MAINLINE - VARIABLE AIRFLOW - COMMUNICATING - UP TO 18 SEER2 GAS SPLIT - MULTI-POSITION COIL | Gas Split | 4 | AHRI 216399711.0 AHRI NaN Name: 124, dtype: object | IC5A8T48AKAWA |  | IEVM5X60M21A | IG80CTL0902120B |  |  |  |  | 3500 | 801 |  | 40A | ISYST0101CW | 25c,10NH | OK
Day & Night | 454b 80% Gas Split | 2 STAGE CLG / 2 STAGE HTG MAINLINE - VARIABLE AIRFLOW - COMMUNICATING - UP TO 18 SEER2 GAS SPLIT - MULTI-POSITION COIL | Gas Split | 5 | AHRI 216406511.0 AHRI NaN Name: 125, dtype: object | IC5A8T60AKAWA |  | IEVM5X61M24A | IG80CTL1352422A |  |  |  |  | 4147 | 969 |  | 50A | ISYST0101CW | 25c,10NH | OK
Day & Night | 454b 80% Gas Split | 2 STAGE CLG / 2 STAGE HTG MAINLINE - VARIABLE AIRFLOW - COMMUNICATING - UP TO 18 SEER2 GAS SPLIT - MULTI-POSITION COIL | Gas Split | 5 | AHRI 216406231.0 AHRI NaN Name: 126, dtype: object | IC5A8T60AKAWA |  | IEVM5X60M21A | IG80CTL0902120B |  |  |  |  | 4147 | 801 |  | 50A | ISYST0101CW | 10NH | OK
Day & Night | 454b 80% Gas Split | 1 STAGE CLG - 1 STAGE HTG - UP TO 16.5 SEER2 GAS SPLIT - MULTI-POSITION COIL | Gas Split | 2 | AHRI NaN AHRI NaN Name: 128, dtype: object | IC4A6S24AKAWA |  | IEVM4X31M17A | IN80ESL0451712A |  |  |  |  | 1923 | 440 |  | 20A | ANY | 5NH | OK
Day & Night | 454b 80% Gas Split | 1 STAGE CLG - 1 STAGE HTG - UP TO 16.5 SEER2 GAS SPLIT - MULTI-POSITION COIL | Gas Split | 2 | AHRI NaN AHRI NaN Name: 129, dtype: object | IC4A6S24AKAWA |  | IEVM4X31M17A | IN80MSL0451714A |  |  |  |  | 1923 | 440 |  | 20A | ANY | 5NH | OK
Day & Night | 454b 80% Gas Split | 1 STAGE CLG - 1 STAGE HTG - UP TO 16.5 SEER2 GAS SPLIT - MULTI-POSITION COIL | Gas Split | 2 | AHRI NaN AHRI NaN Name: 130, dtype: object | IC4A6S24AKAWA |  | IEVM4X25M17A | IN80ESL0451712A |  |  |  |  | 1923 | 425 |  | 20A | ANY | 5NH | OK
Day & Night | 454b 80% Gas Split | 1 STAGE CLG - 1 STAGE HTG - UP TO 16.5 SEER2 GAS SPLIT - MULTI-POSITION COIL | Gas Split | 2 | AHRI NaN AHRI NaN Name: 131, dtype: object | IC4A6S24AKAWA |  | IEVM4X25M17A | IN80MSL0451714A |  |  |  |  | 1923 | 638 |  | 20A | ANY | 5NH | OK
Day & Night | 454b 80% Gas Split | 1 STAGE CLG - 1 STAGE HTG - UP TO 16.5 SEER2 GAS SPLIT - MULTI-POSITION COIL | Gas Split | 2.5 | AHRI NaN AHRI NaN Name: 132, dtype: object | IC4A6S30AKAWA |  | IEVM4X31M17A | IN80ESL0451712A |  |  |  |  | 2070 | 440 |  | 25A | ANY | 5NH | OK
Day & Night | 454b 80% Gas Split | 1 STAGE CLG - 1 STAGE HTG - UP TO 16.5 SEER2 GAS SPLIT - MULTI-POSITION COIL | Gas Split | 2.5 | AHRI NaN AHRI NaN Name: 133, dtype: object | IC4A6S30AKAWA |  | IEVM4X31M17A | IN80MSL0451714A |  |  |  |  | 2070 | 440 |  | 25A | ANY | 5NH | OK
Day & Night | 454b 80% Gas Split | 1 STAGE CLG - 1 STAGE HTG - UP TO 16.5 SEER2 GAS SPLIT - MULTI-POSITION COIL | Gas Split | 3 | AHRI NaN AHRI NaN Name: 134, dtype: object | IC4A6S36AKAWA |  | IEVM4X44M21A | IN80ESL0702116A |  |  |  |  | 2369 | 638 |  | 25A | ANY | 5NH | OK
Day & Night | 454b 80% Gas Split | 1 STAGE CLG - 1 STAGE HTG - UP TO 16.5 SEER2 GAS SPLIT - MULTI-POSITION COIL | Gas Split | 3 | AHRI NaN AHRI NaN Name: 135, dtype: object | IC4A6S36AKAWA |  | IEVM4X44M21A | IN80MSL0702116A |  |  |  |  | 2369 | 638 |  | 25A | ANY | 5NH | OK
Day & Night | 454b 80% Gas Split | 1 STAGE CLG - 1 STAGE HTG - UP TO 16.5 SEER2 GAS SPLIT - MULTI-POSITION COIL | Gas Split | 3.5 | AHRI NaN AHRI NaN Name: 136, dtype: object | IC4A6S42AKAWA |  | IEVM4X44M21A | IN80VSL0902120A |  |  |  |  | 2682 | 638 |  | 50A | ANY | 5NH | OK
Day & Night | 454b 80% Gas Split | 1 STAGE CLG - 1 STAGE HTG - UP TO 16.5 SEER2 GAS SPLIT - MULTI-POSITION COIL | Gas Split | 3.5 | AHRI NaN AHRI NaN Name: 137, dtype: object | IC4A6S42AKAWA |  | IEVM4X44M21A | IN80ESL0702116A |  |  |  |  | 2682 | 638 |  | 50A | ANY | 5NH | OK
Day & Night | 454b 80% Gas Split | 1 STAGE CLG - 1 STAGE HTG - UP TO 16.5 SEER2 GAS SPLIT - MULTI-POSITION COIL | Gas Split | 3.5 | AHRI NaN AHRI NaN Name: 138, dtype: object | IC4A6S42AKAWA |  | IEVM4X44M21A | IN80MSL0702116A |  |  |  |  | 2682 | 638 |  | 50A | ANY | 5NH | OK
Day & Night | 454b 80% Gas Split | 1 STAGE CLG - 1 STAGE HTG - UP TO 16.5 SEER2 GAS SPLIT - MULTI-POSITION COIL | Gas Split | 4 | AHRI NaN AHRI NaN Name: 139, dtype: object | IC4A6S48AKAWA |  | IEVM4X49M21A | IN80VSL0902120A |  |  |  |  | 3064 | 549 |  | 50A | ANY | 5NH | OK
Day & Night | 454b 80% Gas Split | 1 STAGE CLG - 1 STAGE HTG - UP TO 16.5 SEER2 GAS SPLIT - MULTI-POSITION COIL | Gas Split | 4 | AHRI NaN AHRI NaN Name: 140, dtype: object | IC4A6S48AKAWA |  | IEVM4X49M21A | IN80ESL1102120A |  |  |  |  | 3064 | 549 |  | 50A | ANY | 5NH | OK
Day & Night | 454b 80% Gas Split | 1 STAGE CLG - 1 STAGE HTG - UP TO 16.5 SEER2 GAS SPLIT - MULTI-POSITION COIL | Gas Split | 4 | AHRI NaN AHRI NaN Name: 141, dtype: object | IC4A6S48AKAWA |  | IEVM4X49M21A | IN80MSL0902116A |  |  |  |  | 3064 | 549 |  | 50A | ANY | 5NH | OK
Day & Night | 454b 80% Gas Split | 1 STAGE CLG - 1 STAGE HTG - UP TO 16.5 SEER2 GAS SPLIT - MULTI-POSITION COIL | Gas Split | 5 | AHRI NaN AHRI NaN Name: 142, dtype: object | IC4A6S60AKAWA |  | IEVM4X61M24A | IN80VSL0902120A |  |  |  |  | 3525 | 719 |  | 50A | ANY | 5NH | OK
Day & Night | 454b 80% Gas Split | 1 STAGE CLG - 1 STAGE HTG - UP TO 16.5 SEER2 GAS SPLIT - MULTI-POSITION COIL | Gas Split | 5 | AHRI NaN AHRI NaN Name: 143, dtype: object | IC4A6S60AKAWA |  | IEVM4X60M21A | IN80ESL1102120A |  |  |  |  | 3525 | 595 |  | 50A | ANY | 5NH | OK
Day & Night | 454b 80% Gas Split | 1 STAGE CLG - 1 STAGE HTG - UP TO 16.5 SEER2 GAS SPLIT - MULTI-POSITION COIL | Gas Split | 5 | AHRI NaN AHRI NaN Name: 144, dtype: object | IC4A6S60AKAWA |  | IEVM4X60M21A | IN80MSL0902120A |  |  |  |  | 3525 | 595 |  | 50A | ANY | 5NH | OK
Day & Night | 454b 80% Gas Split | 2 STAGE CLG / 1 STAGE HEAT - VARIABLE AIRFLOW - UP TO 17.5 SEER2 GAS SPLIT - MULTI-POSITION COIL | Gas Split | 2 | AHRI 215949775.0 AHRI NaN Name: 146, dtype: object | IN5A8T24AKAWA |  | IEVM5X31M17A | IN80VSL0701716A |  |  |  |  | 1891 | 593 |  | 20A | 2 STAGE | 25c | OK
Day & Night | 454b 80% Gas Split | 2 STAGE CLG / 1 STAGE HEAT - VARIABLE AIRFLOW - UP TO 17.5 SEER2 GAS SPLIT - MULTI-POSITION COIL | Gas Split | 3 | AHRI 215965836.0 AHRI NaN Name: 147, dtype: object | IN5A8T36AKAWA |  | IEVM5X44M21A | IN80VSL0701716A |  |  |  |  | 2250 | 859 |  | 35A | 2 STAGE | 25c | OK
Day & Night | 454b 80% Gas Split | 2 STAGE CLG / 1 STAGE HEAT - VARIABLE AIRFLOW - UP TO 17.5 SEER2 GAS SPLIT - MULTI-POSITION COIL | Gas Split | 4 | AHRI 215992149.0 AHRI NaN Name: 148, dtype: object | IN5A8T48AKAWA |  | IEVM5X49M21A | IN80VSL0902120B |  |  |  |  | 2806 | 740 |  | 40A | 2 STAGE | 25c | OK
Day & Night | 454b 80% Gas Split | 2 STAGE CLG / 1 STAGE HEAT - VARIABLE AIRFLOW - UP TO 17.5 SEER2 GAS SPLIT - MULTI-POSITION COIL | Gas Split | 5 | AHRI 215983637.0 AHRI NaN Name: 149, dtype: object | IN5A8T60AKAWA |  | IEVM4X60M21A | IN80VSL0902120B |  |  |  |  | 3158 | 595 |  | 50A | 2 STAGE | 25c | OK
Day & Night | 454b 80% Gas Split | 1 STAGE UP TO 16 SEER2 GAS SPLIT - MULTI-POSITION COIL | Gas Split | 1.5 | AHRI 214896784.0 AHRI NaN Name: 151, dtype: object | IN5A5S18AKAWA |  | IEVM5X25M17A | IN80MSL0451714A |  |  |  |  | 1355 | 573 |  | 15A | ANY | 25c | OK
Day & Night | 454b 80% Gas Split | 1 STAGE UP TO 16 SEER2 GAS SPLIT - MULTI-POSITION COIL | Gas Split | 2 | AHRI 214939793.0 AHRI NaN Name: 152, dtype: object | IN5A5S24AKAWA |  | IEVM5X25M17A | IN80MSL0451714A |  |  |  |  | 1462 | 573 |  | 20A | ANY | 25c | OK
Day & Night | 454b 80% Gas Split | 1 STAGE UP TO 16 SEER2 GAS SPLIT - MULTI-POSITION COIL | Gas Split | 2.5 | AHRI 214991939.0 AHRI NaN Name: 153, dtype: object | IN5A5S30AKAWA |  | IEVM5X31M17A | IN80MSL0701712A |  |  |  |  | 1573 | 593 |  | 25A | ANY | 25c | OK
Day & Night | 454b 80% Gas Split | 1 STAGE UP TO 16 SEER2 GAS SPLIT - MULTI-POSITION COIL | Gas Split | 2.5 | AHRI 214990040.0 AHRI NaN Name: 154, dtype: object | IN5A5S30AKAWA |  | IEVM5X30M17A | IN80MSL0701712A |  |  |  |  | 1573 | 583 |  | 25A | ANY | 25c | OK
Day & Night | 454b 80% Gas Split | 1 STAGE UP TO 16 SEER2 GAS SPLIT - MULTI-POSITION COIL | Gas Split | 3 | AHRI 215068270.0 AHRI NaN Name: 155, dtype: object | IN5A5S36AKAWA |  | IEVM5X44M21A | IN80MSL0702116A |  |  |  |  | 1801 | 859 |  | 30A | ANY | 25c | OK
Day & Night | 454b 80% Gas Split | 1 STAGE UP TO 16 SEER2 GAS SPLIT - MULTI-POSITION COIL | Gas Split | 3 | AHRI 215061213.0 AHRI NaN Name: 156, dtype: object | IN5A5S36AKAWA |  | IEVM5X36M17A | IN80MSL0701712A |  |  |  |  | 1801 | 628 |  | 30A | ANY | 25c | OK
Day & Night | 454b 80% Gas Split | 1 STAGE UP TO 16 SEER2 GAS SPLIT - MULTI-POSITION COIL | Gas Split | 3.5 | AHRI 215124604.0 AHRI NaN Name: 157, dtype: object | IN5A5S42AKAWA |  | IEVM5X44M21A | IN80MSL0702116A |  |  |  |  | 2025 | 859 |  | 40A | ANY | 25c | OK
Day & Night | 454b 80% Gas Split | 1 STAGE UP TO 16 SEER2 GAS SPLIT - MULTI-POSITION COIL | Gas Split | 3.5 | AHRI 215127004.0 AHRI NaN Name: 158, dtype: object | IN5A5S42AKAWA |  | IEVM5X48M21A | IN80MSL0702116A |  |  |  |  | 2025 | 731 |  | 40A | ANY | 25c | OK
Day & Night | 454b 80% Gas Split | 1 STAGE UP TO 16 SEER2 GAS SPLIT - MULTI-POSITION COIL | Gas Split | 4 | AHRI 215173880.0 AHRI NaN Name: 159, dtype: object | IN5A5S48AKAWA |  | IEVM5X49M21A | IN80MSL0702116A |  |  |  |  | 2189 | 740 |  | 50A | ANY |  | OK
Day & Night | 454b 80% Gas Split | 1 STAGE UP TO 16 SEER2 GAS SPLIT - MULTI-POSITION COIL | Gas Split | 4 | AHRI 215171940.0 AHRI NaN Name: 160, dtype: object | IN5A5S48AKAWA |  | IEVM5X48M21A | IN80MSL0702116A |  |  |  |  | 2189 | 731 |  | 50A | ANY |  | OK
Day & Night | 454b 80% Gas Split | 1 STAGE UP TO 16 SEER2 GAS SPLIT - MULTI-POSITION COIL | Gas Split | 5 | AHRI 215205237.0 AHRI NaN Name: 161, dtype: object | IN5A5S60AKAWA |  | IEVM5X61M24A | IN80MSL0902120A |  |  |  |  | 2586 | 969 |  | 50A | ANY | 25c | OK
Day & Night | 454b 80% Gas Split | 1 STAGE UP TO 16 SEER2 GAS SPLIT - MULTI-POSITION COIL | Gas Split | 5 | AHRI 215202357.0 AHRI NaN Name: 162, dtype: object | IN5A5S60AKAWA |  | IEVM5X60M21A | IN80MSL0902120A |  |  |  |  | 2586 | 801 |  | 50A | ANY |  | OK
Day & Night | 454b 80% Gas Split | 1 STAGE UP TO 16 SEER2 GAS SPLIT - MULTI-POSITION COIL | Gas Split | 5 | AHRI NaN AHRI NaN Name: 163, dtype: object | NOTES: | [13 empty] | OK
Day & Night | Package Units | 2 STAGE UP TO 15.5 SEER2 HP PACKAGE UNIT | Package Unit | 2 | AHRI 212406378.0 AHRI NaN Name: 164, dtype: object | [6 empty] | IPHR524000K000K |  | 3463 |  | 3463 | 25A |  | 25c, 5NH | OK
Day & Night | Package Units | 2 STAGE UP TO 15.5 SEER2 HP PACKAGE UNIT | Package Unit | 3 | AHRI 212406379.0 AHRI NaN Name: 165, dtype: object | [6 empty] | IPHR536000K000K |  | 4512 |  | 4512 | 40A |  | 25c, 5NH | OK
Day & Night | Package Units | 2 STAGE UP TO 15.5 SEER2 HP PACKAGE UNIT | Package Unit | 4 | AHRI 212406380.0 AHRI NaN Name: 166, dtype: object | [6 empty] | IPHR548000K000K |  | 5324 |  | 5324 | 50A |  | 25c, 5NH | OK
Day & Night | Package Units | 2 STAGE UP TO 15.5 SEER2 HP PACKAGE UNIT | Package Unit | 5 | AHRI 212406381.0 AHRI NaN Name: 167, dtype: object | [6 empty] | IPHR560000K000K |  | 5605 |  | 5605 | 60A |  | 25c, 5NH | OK
Day & Night | Package Units | 1 STAGE 13.4 SEER2 HP PACKAGE UNIT | Package Unit | 2 | AHRI 210539256.0 AHRI NaN Name: 169, dtype: object | [6 empty] | IPHD424000K000K |  | 2755 |  | 2755 | 25A |  | 3NH | OK
Day & Night | Package Units | 1 STAGE 13.4 SEER2 HP PACKAGE UNIT | Package Unit | 2.5 | AHRI 210539257.0 AHRI NaN Name: 170, dtype: object | [6 empty] | IPHD430000K000K |  | 2914 |  | 2914 | 30A |  | 3NH | OK
Day & Night | Package Units | 1 STAGE 13.4 SEER2 HP PACKAGE UNIT | Package Unit | 3 | AHRI 210539259.0 AHRI NaN Name: 171, dtype: object | [6 empty] | IPHD436000K000K |  | 3202 |  | 3202 | 40A |  | 3NH | OK
Day & Night | Package Units | 1 STAGE 13.4 SEER2 HP PACKAGE UNIT | Package Unit | 3.5 | AHRI 210539260.0 AHRI NaN Name: 172, dtype: object | [6 empty] | IPHD442000K000K |  | 3445 |  | 3445 | 45A |  | 3NH | OK
Day & Night | Package Units | 1 STAGE 13.4 SEER2 HP PACKAGE UNIT | Package Unit | 4 | AHRI 210539261.0 AHRI NaN Name: 173, dtype: object | [6 empty] | IPHD448000K000K |  | 3963 |  | 3963 | 50A |  | 3NH | OK
Day & Night | Package Units | 1 STAGE 13.4 SEER2 HP PACKAGE UNIT | Package Unit | 5 | AHRI 211778791.0 AHRI NaN Name: 174, dtype: object | [6 empty] | IPHD460000K000K |  | 4023 |  | 4023 | 60A |  | 3NH | OK
Day & Night | Package Units | 1 STAGE 13.4 SEER2 HP PACKAGE UNIT - HORIZONTAL ONLY | Package Unit | 2 | AHRI 208441754.0 AHRI NaN Name: 176, dtype: object | [6 empty] | IPHJ424000K000K |  | 2377 |  | 2377 | 25A |  |  | OK
Day & Night | Package Units | 1 STAGE 13.4 SEER2 HP PACKAGE UNIT - HORIZONTAL ONLY | Package Unit | 2.5 | AHRI 208441764.0 AHRI NaN Name: 177, dtype: object | [6 empty] | IPHJ430000K000K |  | 2648 |  | 2648 | 30A |  |  | OK
Day & Night | Package Units | 1 STAGE 13.4 SEER2 HP PACKAGE UNIT - HORIZONTAL ONLY | Package Unit | 3 | AHRI 208441780.0 AHRI NaN Name: 178, dtype: object | [6 empty] | IPHJ436000K000K |  | 2809 |  | 2809 | 35A |  |  | OK
Day & Night | Package Units | 1 STAGE 13.4 SEER2 HP PACKAGE UNIT - HORIZONTAL ONLY | Package Unit | 3.5 | AHRI 208441835.0 AHRI NaN Name: 179, dtype: object | [6 empty] | IPHJ442000K000K |  | 2771 |  | 2771 | 40A |  |  | OK
Day & Night | Package Units | 1 STAGE 13.4 SEER2 HP PACKAGE UNIT - HORIZONTAL ONLY | Package Unit | 4 | AHRI 208441796.0 AHRI NaN Name: 180, dtype: object | [6 empty] | IPHJ448000K000K |  | 3221 |  | 3221 | 45A |  |  | OK
Day & Night | Package Units | 1 STAGE 13.4 SEER2 HP PACKAGE UNIT - HORIZONTAL ONLY | Package Unit | 5 | AHRI 208441812.0 AHRI NaN Name: 181, dtype: object | [6 empty] | IPHJ460000K000K |  | 3351 |  | 3351 | 60A |  |  | OK
Day & Night | Package Units | 1 STAGE 13.4 SEER2 AC PACKAGE UNIT - HORIZONTAL ONLY | Package Unit | 2 | AHRI 207462561.0 AHRI NaN Name: 183, dtype: object | [6 empty] | IPAJ424000K000K |  | 1946 |  | 1946 | 25A |  |  | OK
Day & Night | Package Units | 1 STAGE 13.4 SEER2 AC PACKAGE UNIT - HORIZONTAL ONLY | Package Unit | 2.5 | AHRI 207462577.0 AHRI NaN Name: 184, dtype: object | [6 empty] | IPAJ430000K000K |  | 2052 |  | 2052 | 35A |  |  | OK
Day & Night | Package Units | 1 STAGE 13.4 SEER2 AC PACKAGE UNIT - HORIZONTAL ONLY | Package Unit | 3 | AHRI 207462593.0 AHRI NaN Name: 185, dtype: object | [6 empty] | IPAJ436000K000K |  | 2379 |  | 2379 | 35A |  |  | OK
Day & Night | Package Units | 1 STAGE 13.4 SEER2 AC PACKAGE UNIT - HORIZONTAL ONLY | Package Unit | 3.5 | AHRI 207465425.0 AHRI NaN Name: 186, dtype: object | [6 empty] | IPAJ442000K000K |  | 2412 |  | 2412 | 40A |  |  | OK
Day & Night | Package Units | 1 STAGE 13.4 SEER2 AC PACKAGE UNIT - HORIZONTAL ONLY | Package Unit | 4 | AHRI 207462609.0 AHRI NaN Name: 187, dtype: object | [6 empty] | IPAJ448000K000K |  | 2603 |  | 2603 | 45A |  |  | OK
Day & Night | Package Units | 1 STAGE 13.4 SEER2 AC PACKAGE UNIT - HORIZONTAL ONLY | Package Unit | 5 | AHRI 207462625.0 AHRI NaN Name: 188, dtype: object | [6 empty] | IPAJ460000K000K |  | 3021 |  | 3021 | 60A |  |  | OK
Day & Night | Package Units | 2 STAGE UP TO 16 SEER2 GAS/ELECTRIC PACKAGE UNIT | Package Unit | 2 | AHRI 211778744.0 AHRI NaN Name: 190, dtype: object | [6 empty] | IPGR524040K001K |  | 3775 |  | 3775 | 25A |  | 25c, 5NH | OK
Day & Night | Package Units | 2 STAGE UP TO 16 SEER2 GAS/ELECTRIC PACKAGE UNIT | Package Unit | 3 | AHRI 211778745.0 AHRI NaN Name: 191, dtype: object | [6 empty] | IPGR536060K001K |  | 4188 |  | 4188 | 40A |  | 25c, 5NH | OK
Day & Night | Package Units | 2 STAGE UP TO 16 SEER2 GAS/ELECTRIC PACKAGE UNIT | Package Unit | 4 | AHRI 211778746.0 AHRI NaN Name: 192, dtype: object | [6 empty] | IPGR548090K001K |  | 4801 |  | 4801 | 50A |  | 25c, 5NH | OK
Day & Night | Package Units | 2 STAGE UP TO 16 SEER2 GAS/ELECTRIC PACKAGE UNIT | Package Unit | 5 | AHRI 211778747.0 AHRI NaN Name: 193, dtype: object | [6 empty] | IPGR560090K001K |  | 5186 |  | 5186 | 60A |  | 25c, 5NH | OK
Day & Night | Package Units | 1 STAGE 13.4 SEER2 GAS/ELECTRIC PACKAGE UNIT | Package Unit | 2 | AHRI 210766891 AHRI NaN Name: 195, dtype: object | [6 empty] | IPGD424040K001K |  | 3249 |  | 3249 | 25A |  |  | OK
Day & Night | Package Units | 1 STAGE 13.4 SEER2 GAS/ELECTRIC PACKAGE UNIT | Package Unit | 2.5 | AHRI 210766893 AHRI NaN Name: 196, dtype: object | [6 empty] | IPGD430040K001K |  | 3389 |  | 3389 | 30A |  |  | OK
Day & Night | Package Units | 1 STAGE 13.4 SEER2 GAS/ELECTRIC PACKAGE UNIT | Package Unit | 3 | AHRI 210766895 AHRI NaN Name: 197, dtype: object | [6 empty] | IPGD436060K001K |  | 3505 |  | 3505 | 35A |  |  | OK
Day & Night | Package Units | 1 STAGE 13.4 SEER2 GAS/ELECTRIC PACKAGE UNIT | Package Unit | 3 | AHRI 210766895 AHRI NaN Name: 198, dtype: object | [6 empty] | IPGD436090K001K |  | 3523 |  | 3523 | 35A |  |  | OK
Day & Night | Package Units | 1 STAGE 13.4 SEER2 GAS/ELECTRIC PACKAGE UNIT | Package Unit | 3.5 | AHRI 210766896 AHRI NaN Name: 199, dtype: object | [6 empty] | IPGD442060K001K |  | 3743 |  | 3743 | 40A |  |  | OK
Day & Night | Package Units | 1 STAGE 13.4 SEER2 GAS/ELECTRIC PACKAGE UNIT | Package Unit | 3.5 | AHRI 210766896 AHRI NaN Name: 200, dtype: object | [6 empty] | IPGD442090K001K |  | 3758 |  | 3758 | 40A |  |  | OK
Day & Night | Package Units | 1 STAGE 13.4 SEER2 GAS/ELECTRIC PACKAGE UNIT | Package Unit | 4 | AHRI 210766898 AHRI NaN Name: 201, dtype: object | [6 empty] | IPGD448090K001K |  | 4063 |  | 4063 | 50A |  |  | OK
Day & Night | Package Units | 1 STAGE 13.4 SEER2 GAS/ELECTRIC PACKAGE UNIT | Package Unit | 5 | AHRI 211768156 AHRI NaN Name: 202, dtype: object | [6 empty] | IPGD460090K001K |  | 4375 |  | 4375 | 60A |  |  | OK
Day & Night | Package Units | 1 STAGE 13.4 SEER2 GAS/ELECTRIC PACKAGE UNIT | Package Unit | 5 | AHRI Model AHRI NaN Name: 203, dtype: object | [6 empty] | Description | [7 empty] | OK
Day & Night | Package Units | 1 STAGE 13.4 SEER2 GAS/ELECTRIC PACKAGE UNIT | Package Unit |  | AHRI ICPHEATER125A02 AHRI NaN Name: 204, dtype: object | [6 empty] | 5KW N/FUS HEAT KIT | [7 empty] | OK
Day & Night | Package Units | 1 STAGE 13.4 SEER2 GAS/ELECTRIC PACKAGE UNIT | Package Unit |  | AHRI ICPHEATER127A02 AHRI NaN Name: 205, dtype: object | [6 empty] | 7KW N/FUS HEAT KIT | [7 empty] | OK
Day & Night | Package Units | 1 STAGE 13.4 SEER2 GAS/ELECTRIC PACKAGE UNIT | Package Unit |  | AHRI ICPHEATER129A02 AHRI NaN Name: 206, dtype: object | [6 empty] | 10KW N/FUS HEAT KIT | [7 empty] | OK
Day & Night | Package Units | 1 STAGE 13.4 SEER2 GAS/ELECTRIC PACKAGE UNIT | Package Unit |  | AHRI ICPHEATER052B02 AHRI NaN Name: 207, dtype: object | [6 empty] | 3.8/5.0 NON FUSED ELEC HTR KIT | [7 empty] | OK
Day & Night | Package Units | 1 STAGE 13.4 SEER2 GAS/ELECTRIC PACKAGE UNIT | Package Unit |  | AHRI ICPHEATER070B02 AHRI NaN Name: 208, dtype: object | [6 empty] | 5.4/7.2 FUSED ELEC HTR KIT | [7 empty] | OK
Day & Night | Package Units | 1 STAGE 13.4 SEER2 GAS/ELECTRIC PACKAGE UNIT | Package Unit |  | AHRI ICPHEATER050B02 AHRI NaN Name: 209, dtype: object | [6 empty] | 7.5/10 FUSED ELEC HTR KIT | [7 empty] | OK
Day & Night | Heat Pump Split | MODULATING INVERTER - VARIABLE AIRFLOW - COMMUNICATING- UP TO 20 SEER2 HP | Heat Pump Split | 2 | AHRI NaN AHRI Q4 2024 Name: 210, dtype: object | IC5H2V24 | TBD | [9 empty] | TBD | ISYST0101CW |  | OK
Day & Night | Heat Pump Split | MODULATING INVERTER - VARIABLE AIRFLOW - COMMUNICATING- UP TO 20 SEER2 HP | Heat Pump Split | 3 | AHRI NaN AHRI Q4 2024 Name: 211, dtype: object | IC5H2V36 | TBD | [9 empty] | TBD | ISYST0101CW |  | OK
Day & Night | Heat Pump Split | MODULATING INVERTER - VARIABLE AIRFLOW - COMMUNICATING- UP TO 20 SEER2 HP | Heat Pump Split | 4 | AHRI NaN AHRI Q4 2024 Name: 212, dtype: object | IC5H2V48 | TBD | [9 empty] | TBD | ISYST0101CW |  | OK
Day & Night | Heat Pump Split | MODULATING INVERTER - VARIABLE AIRFLOW - COMMUNICATING- UP TO 20 SEER2 HP | Heat Pump Split | 5 | AHRI NaN AHRI Q4 2024 Name: 213, dtype: object | IC5H2V60 | TBD | [9 empty] | TBD | ISYST0101CW |  | OK
Day & Night | Heat Pump Split | 2 STAGE - INVERTER - VARIABLE AIRFLOW - COMMUNICATING- UPTO 17 SEER2 HP | Heat Pump Split | 2 | AHRI NaN AHRI 214056788.0 Name: 215, dtype: object | IC4H7T24AKAAA | IFTMA4X24L0BA | [5 empty] | 2918 | 1116 |  |  | 25A | 2 STAGE | 25c,10NH | OK
Day & Night | Heat Pump Split | 2 STAGE - INVERTER - VARIABLE AIRFLOW - COMMUNICATING- UPTO 17 SEER2 HP | Heat Pump Split | 2 | AHRI NaN AHRI 211653630.0 Name: 216, dtype: object | IC4H7T24AKAAA | IFCM4X3600AL | [5 empty] | 2918 | 1857 |  |  | 25A | ISYST0101CW | 25c,10NH | OK
Day & Night | Heat Pump Split | 2 STAGE - INVERTER - VARIABLE AIRFLOW - COMMUNICATING- UPTO 17 SEER2 HP | Heat Pump Split | 3 | AHRI NaN AHRI 214056804.0 Name: 217, dtype: object | IC4H7T36AKAAA | IFTMA4B48L0CA | [5 empty] | 3345 | 1444 |  |  | 40A | 2 STAGE | 25c,10NH | OK
Day & Night | Heat Pump Split | 2 STAGE - INVERTER - VARIABLE AIRFLOW - COMMUNICATING- UPTO 17 SEER2 HP | Heat Pump Split | 3 | AHRI NaN AHRI 214056796.0 Name: 218, dtype: object | IC4H7T36AKAAA | IFTMA4B36L0CA | [5 empty] | 3345 | 1257 |  |  | 40A | 2 STAGE | 25c,10NH | OK
Day & Night | Heat Pump Split | 2 STAGE - INVERTER - VARIABLE AIRFLOW - COMMUNICATING- UPTO 17 SEER2 HP | Heat Pump Split | 3 | AHRI NaN AHRI 211653637.0 Name: 219, dtype: object | IC4H7T36AKAAA | IFCM4X4800AL | [5 empty] | 3345 | 2237 |  |  | 40A | ISYST0101CW | 25c,10NH | OK
Day & Night | Heat Pump Split | 2 STAGE - INVERTER - VARIABLE AIRFLOW - COMMUNICATING- UPTO 17 SEER2 HP | Heat Pump Split | 4 | AHRI NaN AHRI 213280674.0 Name: 220, dtype: object | IC4H7T48AKAAA | IFTMA4B60L0DA | [5 empty] | 5418 | 1564 |  |  | 50A | 2 STAGE | 25c,10NH | OK
Day & Night | Heat Pump Split | 2 STAGE - INVERTER - VARIABLE AIRFLOW - COMMUNICATING- UPTO 17 SEER2 HP | Heat Pump Split | 4 | AHRI NaN AHRI 213280666.0 Name: 221, dtype: object | IC4H7T48AKAAA | IFTMA4B48L0CA | [5 empty] | 5418 | 1444 |  |  | 50A | 2 STAGE | 25c,10NH | OK
Day & Night | Heat Pump Split | 2 STAGE - INVERTER - VARIABLE AIRFLOW - COMMUNICATING- UPTO 17 SEER2 HP | Heat Pump Split | 4 | AHRI NaN AHRI 211653651.0 Name: 222, dtype: object | IC4H7T48AKAAA | IFCM4X6000AL | [5 empty] | 5418 | 1767 |  |  | 50A | ISYST0101CW | 25c,10NH | OK
Day & Night | Heat Pump Split | 2 STAGE - INVERTER - VARIABLE AIRFLOW - COMMUNICATING- UPTO 17 SEER2 HP | Heat Pump Split | 4 | AHRI NaN AHRI 211653658.0 Name: 223, dtype: object | IC4H7T48AKAAA | IFCM4X4800AL | [5 empty] | 5418 | 2237 |  |  | 50A | ISYST0101CW | 25c,10NH | OK
Day & Night | Heat Pump Split | 2 STAGE - INVERTER - VARIABLE AIRFLOW - COMMUNICATING- UPTO 17 SEER2 HP | Heat Pump Split | 5 | AHRI NaN AHRI 213280705.0 Name: 224, dtype: object | IC4H7T60AKAAA | IFTMA4B60L0DA | [5 empty] | 5613 | 1564 |  |  | 60A | 2 STAGE | 25c,10NH | OK
Day & Night | Heat Pump Split | 2 STAGE - INVERTER - VARIABLE AIRFLOW - COMMUNICATING- UPTO 17 SEER2 HP | Heat Pump Split | 5 | AHRI NaN AHRI 211653665.0 Name: 225, dtype: object | IC4H7T60AKAAA | IFCM4X6000AL | [5 empty] | 5613 | 1767 |  |  | 60A | ISYST0101CW | 25c,10NH | OK
Day & Night | Heat Pump Split | 1 STAGE - VARIABLE SPEED AIR FLOW - UPTO 15.2 SEER2 HP | Heat Pump Split | 2 | AHRI NaN AHRI 213280222 Name: 227, dtype: object | IC4H5S24AKAAA | IFTMA4X24L0BA | [6 empty] | 1116 |  |  | 25A | ANY | 25c,5NH | OK
Day & Night | Heat Pump Split | 1 STAGE - VARIABLE SPEED AIR FLOW - UPTO 15.2 SEER2 HP | Heat Pump Split | 2.5 | AHRI NaN AHRI 213280268 Name: 228, dtype: object | IC4H5S30AKAAA | IFTMA4B36L0CA | [5 empty] | 3212 | 1257 |  |  | 30A | ANY | 5NH | OK
Day & Night | Heat Pump Split | 1 STAGE - VARIABLE SPEED AIR FLOW - UPTO 15.2 SEER2 HP | Heat Pump Split | 3 | AHRI NaN AHRI 213280360 Name: 229, dtype: object | IC4H5S36AKAAA | IFTMA4B48L0CA | [5 empty] | 3583 | 1444 |  |  | 30A | ANY | 25c,5NH | OK
Day & Night | Heat Pump Split | 1 STAGE - VARIABLE SPEED AIR FLOW - UPTO 15.2 SEER2 HP | Heat Pump Split | 3 | AHRI NaN AHRI 213280352 Name: 230, dtype: object | IC4H5S36AKAAA | IFTMA4B36L0CA | [5 empty] | 3583 | 1257 |  |  | 30A | ANY | 5NH | OK
Day & Night | Heat Pump Split | 1 STAGE - VARIABLE SPEED AIR FLOW - UPTO 15.2 SEER2 HP | Heat Pump Split | 3.5 | AHRI NaN AHRI TBD Name: 231, dtype: object | IC4H5S42AKAAA | IFTMA4B48L0CA | [6 empty] | 1444 |  |  | 40A | ANY | 5NH | OK
Day & Night | Heat Pump Split | 1 STAGE - VARIABLE SPEED AIR FLOW - UPTO 15.2 SEER2 HP | Heat Pump Split | 4 | AHRI NaN AHRI 213280482 Name: 232, dtype: object | IC4H5S48AKAAA | IFTMA4B60L0DA | [5 empty] | 4188 | 1564 |  |  | 50A | ANY | 5NH | OK
Day & Night | Heat Pump Split | 1 STAGE - VARIABLE SPEED AIR FLOW - UPTO 15.2 SEER2 HP | Heat Pump Split | 5 | AHRI NaN AHRI TBD Name: 233, dtype: object | IC4H5S60AKAAA | IFTMA4B60L0DA | [5 empty] | 4936 | 1564 |  |  | 50A | ANY | 5NH | OK
Day & Night | Heat Pump Split | 1 STAGE - ECM MOTOR - UPTO 15.2 SEER2 HP | Heat Pump Split | 1.5 | AHRI NaN AHRI 211581372.0 Name: 235, dtype: object | IC4H5S18AKAAA | IFJMA4X30L0BB | [5 empty] | 2599 | 1083 |  |  | 20A | ANY | 25c,5NH | OK
Day & Night | Heat Pump Split | 1 STAGE - ECM MOTOR - UPTO 15.2 SEER2 HP | Heat Pump Split | 1.5 | AHRI NaN AHRI 210098805.0 Name: 236, dtype: object | IC4H5S18AKAAA | IFJMA4X24L0BC | [5 empty] | 2599 | 1034 |  |  | 20A | ANY | 5NH | OK
Day & Night | Heat Pump Split | 1 STAGE - ECM MOTOR - UPTO 15.2 SEER2 HP | Heat Pump Split | 2 | AHRI NaN AHRI 210998730.0 Name: 237, dtype: object | IC4H5S24AKAAA | IFJMA4X30L0BB | [6 empty] | 1083 |  |  | 25A | ANY | 25c,5NH | OK
Day & Night | Heat Pump Split | 1 STAGE - ECM MOTOR - UPTO 15.2 SEER2 HP | Heat Pump Split | 2 | AHRI NaN AHRI 210998598.0 Name: 238, dtype: object | IC4H5S24AKAAA | IFJMA4X24L0BC | [6 empty] | 1034 |  |  | 25A | ANY | 5NH | OK
Day & Night | Heat Pump Split | 1 STAGE - ECM MOTOR - UPTO 15.2 SEER2 HP | Heat Pump Split | 2.5 | AHRI NaN AHRI 210998637.0 Name: 239, dtype: object | IC4H5S30AKAAA | IFJMA4X36L0BB | [5 empty] | 3212 | 1100 |  |  | 30A | ANY | 25c,5NH | OK
Day & Night | Heat Pump Split | 1 STAGE - ECM MOTOR - UPTO 15.2 SEER2 HP | Heat Pump Split | 2.5 | AHRI NaN AHRI 210998634.0 Name: 240, dtype: object | IC4H5S30AKAAA | IFJMA4X30L0BB | [5 empty] | 3212 | 1083 |  |  | 30A | ANY | 5NH | OK
Day & Night | Heat Pump Split | 1 STAGE - ECM MOTOR - UPTO 15.2 SEER2 HP | Heat Pump Split | 3 | AHRI NaN AHRI 210998643.0 Name: 241, dtype: object | IC4H5S36AKAAA | IFJMA4B42L0CB | [5 empty] | 3583 | 1620 |  |  | 30A | ANY | 25c,5NH | OK
Day & Night | Heat Pump Split | 1 STAGE - ECM MOTOR - UPTO 15.2 SEER2 HP | Heat Pump Split | 3 | AHRI NaN AHRI 210998640.0 Name: 242, dtype: object | IC4H5S36AKAAA | IFJMA4X36L0BB | [5 empty] | 3583 | 1100 |  |  | 30A | ANY | 5NH | OK
Day & Night | Heat Pump Split | 1 STAGE - ECM MOTOR - UPTO 15.2 SEER2 HP | Heat Pump Split | 3.5 | AHRI NaN AHRI 211581448.0 Name: 243, dtype: object | IC4H5S42AKAAA | IFJMA4B60L0DB | [6 empty] | 1478 |  |  | 40A | ANY | 25c,5NH | OK
Day & Night | Heat Pump Split | 1 STAGE - ECM MOTOR - UPTO 15.2 SEER2 HP | Heat Pump Split | 3.5 | AHRI NaN AHRI 210998646.0 Name: 244, dtype: object | IC4H5S42AKAAA | IFJMA4B42L0CB | [6 empty] | 1620 |  |  | 40A | ANY | 5NH | OK
Day & Night | Heat Pump Split | 1 STAGE - ECM MOTOR - UPTO 15.2 SEER2 HP | Heat Pump Split | 4 | AHRI NaN AHRI 210998655.0 Name: 245, dtype: object | IC4H5S48AKAAA | IFJMA4B60L0DB | [5 empty] | 4188 | 1478 |  |  | 50A | ANY | 25c,5NH | OK
Day & Night | Heat Pump Split | 1 STAGE - ECM MOTOR - UPTO 15.2 SEER2 HP | Heat Pump Split | 4 | AHRI NaN AHRI 210998652.0 Name: 246, dtype: object | IC4H5S48AKAAA | IFJMA4B48L0CB | [5 empty] | 4188 | 1348 |  |  | 50A | ANY | 5NH | OK
Day & Night | Heat Pump Split | 1 STAGE - ECM MOTOR - UPTO 15.2 SEER2 HP | Heat Pump Split | 5 | AHRI NaN AHRI 210998658.0 Name: 247, dtype: object | IC4H5S60AKAAA | IFJMA4B60L0DB | [5 empty] | 4936 | 1478 |  |  | 50A | ANY | 5NH | OK
Day & Night | Heat Pump Split | 2 STAGE - VARIABLE AIRFLOW - UPTO 17.5 SEER2 HP | Heat Pump Split | 2 | AHRI NaN AHRI 213280563.0 Name: 249, dtype: object | IN4H7T24AKAAA | IFTMA4X24L0BA | [5 empty] | 2420 | 1116 |  |  | 25A | 2 STAGE | 25c | OK
Day & Night | Heat Pump Split | 2 STAGE - VARIABLE AIRFLOW - UPTO 17.5 SEER2 HP | Heat Pump Split | 3 | AHRI NaN AHRI 213925464.0 Name: 250, dtype: object | IN4H7T36AKAAA | IFTMA4B60L0DA | [5 empty] | 2828 | 1564 |  |  | 40A | 2 STAGE | 25c | OK
Day & Night | Heat Pump Split | 2 STAGE - VARIABLE AIRFLOW - UPTO 17.5 SEER2 HP | Heat Pump Split | 3 | AHRI NaN AHRI 213280609.0 Name: 251, dtype: object | IN4H7T36AKAAA | IFTMA4B48L0CA | [5 empty] | 2828 | 1444 |  |  | 40A | 2 STAGE | 25c | OK
Day & Night | Heat Pump Split | 2 STAGE - VARIABLE AIRFLOW - UPTO 17.5 SEER2 HP | Heat Pump Split | 3 | AHRI NaN AHRI 213280586.0 Name: 252, dtype: object | IN4H7T36AKAAA | IFTMA4B36L0CA | [5 empty] | 2828 | 1257 |  |  | 40A | 2 STAGE | 25c | OK
Day & Night | Heat Pump Split | 2 STAGE - VARIABLE AIRFLOW - UPTO 17.5 SEER2 HP | Heat Pump Split | 4 | AHRI NaN AHRI 213280655.0 Name: 253, dtype: object | IN4H7T48AKAAA | IFTMA4B60L0DA | [5 empty] | 3491 | 1564 |  |  | 50A | 2 STAGE | 25c | OK
Day & Night | Heat Pump Split | 2 STAGE - VARIABLE AIRFLOW - UPTO 17.5 SEER2 HP | Heat Pump Split | 4 | AHRI NaN AHRI 213280632.0 Name: 254, dtype: object | IN4H7T48AKAAA | IFTMA4B48L0CA | [5 empty] | 3491 | 1444 |  |  | 50A | 2 STAGE | 25c | OK
Day & Night | Heat Pump Split | 2 STAGE - VARIABLE AIRFLOW - UPTO 17.5 SEER2 HP | Heat Pump Split | 5 | AHRI NaN AHRI 213280694.0 Name: 255, dtype: object | IN4H7T60AKAAA | IFTMA4B60L0DA | [5 empty] | 3879 | 1564 |  |  | 60A | 2 STAGE | 25c | OK
Day & Night | Heat Pump Split | 1 STAGE - VARIABLE AIRFLOW- UP TO 15.5 SEER2 HP | Heat Pump Split | 1.5 | AHRI NaN AHRI 213280112.0 Name: 257, dtype: object | IN4H5S18AKAAA | IFTMA4X24L0BA | [5 empty] | 1472 | 1116 |  |  | 20A | ANY | 25c | OK
Day & Night | Heat Pump Split | 1 STAGE - VARIABLE AIRFLOW- UP TO 15.5 SEER2 HP | Heat Pump Split | 2 | AHRI NaN AHRI 213280196.0 Name: 258, dtype: object | IN4H5S24AKAAA | IFTMA4X24L0BA | [5 empty] | 1776 | 1116 |  |  | 25A | ANY |  | OK
Day & Night | Heat Pump Split | 1 STAGE - VARIABLE AIRFLOW- UP TO 15.5 SEER2 HP | Heat Pump Split | 2.5 | AHRI NaN AHRI 213280250.0 Name: 259, dtype: object | IN4H5S30AKAAA | IFTMA4B36L0CA | [5 empty] | 1818 | 1257 |  |  | 30A | ANY |  | OK
Day & Night | Heat Pump Split | 1 STAGE - VARIABLE AIRFLOW- UP TO 15.5 SEER2 HP | Heat Pump Split | 3 | AHRI NaN AHRI 213280334.0 Name: 260, dtype: object | IN4H5S36AKAAA | IFTMA4B48L0CA | [5 empty] | 2036 | 1444 |  |  | 30A | ANY | 25c | OK
Day & Night | Heat Pump Split | 1 STAGE - VARIABLE AIRFLOW- UP TO 15.5 SEER2 HP | Heat Pump Split | 3 | AHRI NaN AHRI 213280296.0 Name: 261, dtype: object | IN4H5S36AKAAA | IFTMA4B36L0CA | [5 empty] | 2036 | 1257 |  |  | 30A | ANY |  | OK
Day & Night | Heat Pump Split | 1 STAGE - VARIABLE AIRFLOW- UP TO 15.5 SEER2 HP | Heat Pump Split | 3.5 | AHRI NaN AHRI 213280426.0 Name: 262, dtype: object | IN4H5S42AKAAA | IFTMA4B60L0DA | [5 empty] | 2288 | 1564 |  |  | 40A | ANY | 25c | OK
Day & Night | Heat Pump Split | 1 STAGE - VARIABLE AIRFLOW- UP TO 15.5 SEER2 HP | Heat Pump Split | 3.5 | AHRI NaN AHRI 213280388.0 Name: 263, dtype: object | IN4H5S42AKAAA | IFTMA4B48L0CA | [5 empty] | 2288 | 1444 |  |  | 40A | ANY |  | OK
Day & Night | Heat Pump Split | 1 STAGE - VARIABLE AIRFLOW- UP TO 15.5 SEER2 HP | Heat Pump Split | 4 | AHRI NaN AHRI 213280464.0 Name: 264, dtype: object | IN4H5S48AKAAA | IFTMA4B60L0DA | [5 empty] | 2562 | 1564 |  |  | 50A | ANY |  | OK
Day & Night | Heat Pump Split | 1 STAGE - VARIABLE AIRFLOW- UP TO 15.5 SEER2 HP | Heat Pump Split | 5 | AHRI NaN AHRI 213280510.0 Name: 265, dtype: object | IN4H5S60AKAAA | IFTMA4B60L0DA | [5 empty] | 2882 | 1564 |  |  | 50A | ANY | 25c | OK
Day & Night | Heat Pump Split | 1 STAGE - ECM - UP TO 15.2 SEER2 HP | Heat Pump Split | 1.5 | AHRI NaN AHRI 211581373.0 Name: 267, dtype: object | IN4H5S18AKAAA | IFJMA4X30L0BB | [5 empty] | 1472 | 1083 |  |  | 20A | ANY | 25c | OK
Day & Night | Heat Pump Split | 1 STAGE - ECM - UP TO 15.2 SEER2 HP | Heat Pump Split | 1.5 | AHRI NaN AHRI 210098806.0 Name: 268, dtype: object | IN4H5S18AKAAA | IFJMA4X24L0BC | [5 empty] | 1472 | 1034 |  |  | 20A | ANY |  | OK
Day & Night | Heat Pump Split | 1 STAGE - ECM - UP TO 15.2 SEER2 HP | Heat Pump Split | 2 | AHRI NaN AHRI 210998790.0 Name: 269, dtype: object | IN4H5S24AKAAA | IFJMA4X30L0BB | [5 empty] | 1776 | 1083 |  |  | 25A | ANY | 25c | OK
Day & Night | Heat Pump Split | 1 STAGE - ECM - UP TO 15.2 SEER2 HP | Heat Pump Split | 2 | AHRI NaN AHRI 210998630.0 Name: 270, dtype: object | IN4H5S24AKAAA | IFJMA4X24L0BC | [5 empty] | 1776 | 1034 |  |  | 25A | ANY |  | OK
Day & Night | Heat Pump Split | 1 STAGE - ECM - UP TO 15.2 SEER2 HP | Heat Pump Split | 2.5 | AHRI NaN AHRI 210998827.0 Name: 271, dtype: object | IN4H5S30AKAAA | IFJMA4X36L0BB | [5 empty] | 1818 | 1100 |  |  | 30A | ANY | 25c | OK
Day & Night | Heat Pump Split | 1 STAGE - ECM - UP TO 15.2 SEER2 HP | Heat Pump Split | 2.5 | AHRI NaN AHRI 210998814.0 Name: 272, dtype: object | IN4H5S30AKAAA | IFJMA4X30L0BB | [5 empty] | 1818 | 1083 |  |  | 30A | ANY |  | OK
Day & Night | Heat Pump Split | 1 STAGE - ECM - UP TO 15.2 SEER2 HP | Heat Pump Split | 3 | AHRI NaN AHRI 210998851.0 Name: 273, dtype: object | IN4H5S36AKAAA | IFJMA4B42L0CB | [5 empty] | 2036 | 1620 |  |  | 30A | ANY | 25c | OK
Day & Night | Heat Pump Split | 1 STAGE - ECM - UP TO 15.2 SEER2 HP | Heat Pump Split | 3 | AHRI NaN AHRI 210998838.0 Name: 274, dtype: object | IN4H5S36AKAAA | IFJMA4X36L0BB | [5 empty] | 2036 | 1100 |  |  | 30A | ANY |  | OK
Day & Night | Heat Pump Split | 1 STAGE - ECM - UP TO 15.2 SEER2 HP | Heat Pump Split | 3.5 | AHRI NaN AHRI 211581449.0 Name: 275, dtype: object | IN4H5S42AKAAA | IFJMA4B60L0DB | [5 empty] | 2288 | 1478 |  |  | 40A | ANY | 25c | OK
Day & Night | Heat Pump Split | 1 STAGE - ECM - UP TO 15.2 SEER2 HP | Heat Pump Split | 3.5 | AHRI NaN AHRI 210998862.0 Name: 276, dtype: object | IN4H5S42AKAAA | IFJMA4B42L0CB | [5 empty] | 2288 | 1620 |  |  | 40A | ANY |  | OK
Day & Night | Heat Pump Split | 1 STAGE - ECM - UP TO 15.2 SEER2 HP | Heat Pump Split | 4 | AHRI NaN AHRI 210998899.0 Name: 277, dtype: object | IN4H5S48AKAAA | IFJMA4B60L0DB | [5 empty] | 2562 | 1478 |  |  | 50A | ANY | 25c | OK
Day & Night | Heat Pump Split | 1 STAGE - ECM - UP TO 15.2 SEER2 HP | Heat Pump Split | 4 | AHRI NaN AHRI 210998886.0 Name: 278, dtype: object | IN4H5S48AKAAA | IFJMA4B48L0CB | [5 empty] | 2562 | 1348 |  |  | 50A | ANY |  | OK
Day & Night | Heat Pump Split | 1 STAGE - ECM - UP TO 15.2 SEER2 HP | Heat Pump Split | 5 | AHRI NaN AHRI 210998910.0 Name: 279, dtype: object | IN4H5S60AKAAA | IFJMA4B60L0DB | [5 empty] | 2882 | 1478 |  |  | 50A | ANY |  | OK
Day & Night | Heat Pump Split | 1-STAGE UP TO 16 - SEER - HP (M CONDENSERS) | Heat Pump Split | 1.5 | AHRI NaN AHRI 210448295 Name: 282, dtype: object | INXH618GKP | IFJMA4X18L0AB | [5 empty] | 1862 | 1048 |  |  | 20A | ANY |  | OK
Day & Night | Heat Pump Split | 1-STAGE UP TO 16 - SEER - HP (M CONDENSERS) | Heat Pump Split | 2 | AHRI NaN AHRI 210448329 Name: 283, dtype: object | INXH624GKP | IFJMA4X24L0BC | [5 empty] | 2359 | 1034 |  |  | 25A | ANY |  | OK
Day & Night | Heat Pump Split | 1-STAGE UP TO 16 - SEER - HP (M CONDENSERS) | Heat Pump Split | 2.5 | AHRI NaN AHRI 210448431 Name: 284, dtype: object | INXH630GKP | IFJMA4X30L0BB | [5 empty] | 1300 | 1083 |  |  | 30A | ANY |  | OK
Day & Night | Heat Pump Split | 1-STAGE UP TO 16 - SEER - HP (M CONDENSERS) | Heat Pump Split | 3 | AHRI NaN AHRI TBD Name: 285, dtype: object | INXH636GKP | IFJMA4X36L0BB | [5 empty] | 1500 | 1100 |  |  | 35A | ANY |  | OK
Day & Night | Heat Pump Split | 1-STAGE UP TO 16 - SEER - HP (M CONDENSERS) | Heat Pump Split | 3.5 | AHRI NaN AHRI 210448533 Name: 286, dtype: object | INXH642GKP | IFJMA4B48L0CB | [5 empty] | 1700 | 1348 |  |  | 40A | ANY |  | OK
Day & Night | Heat Pump Split | 1-STAGE UP TO 16 - SEER - HP (M CONDENSERS) | Heat Pump Split | 3.5 | AHRI NaN AHRI 210448499 Name: 287, dtype: object | INXH642GKP | IFJMA4B42L0CB | [5 empty] | 1700 | 1620 |  |  | 40A | ANY |  | OK
Day & Night | Heat Pump Split | 1-STAGE UP TO 16 - SEER - HP (M CONDENSERS) | Heat Pump Split | 4 | AHRI NaN AHRI 210448639 Name: 288, dtype: object | INXH648GKP | IFJMA4B60L0DB | [5 empty] | 3143 | 1478 |  |  | 45A | ANY |  | OK
Day & Night | Heat Pump Split | 1-STAGE UP TO 16 - SEER - HP (M CONDENSERS) | Heat Pump Split | 4 | AHRI NaN AHRI 210448583 Name: 289, dtype: object | INXH648GKP | IFJMA4B48L0CB | [5 empty] | 3143 | 1348 |  |  | 45A | ANY |  | OK
Day & Night | Heat Pump Split | 1-STAGE UP TO 16 - SEER - HP (M CONDENSERS) | Heat Pump Split | 5 | AHRI NaN AHRI 210448695 Name: 290, dtype: object | INXH660GKP | IFJMA4B60L0DB | [5 empty] | 3560 | 1478 |  |  | 50A | ANY |  | OK
Day & Night | Heat Pump Split | 1-STAGE UPTO 15 SEER - HP (M CONDENSERS) | Heat Pump Split | 3.5 | AHRI NaN AHRI 210827169 Name: 292, dtype: object | IN4H442GKP | IFJMA4B48L0CB | [5 empty] | 1855 | 1348 |  |  | 40A | ANY |  | OK
Day & Night | Heat Pump Split | 1-STAGE UPTO 15 SEER - HP (M CONDENSERS) | Heat Pump Split | 5 | AHRI NaN AHRI 204838983 Name: 293, dtype: object | IN4H460GKP | IFJMA4B60L0DB | [5 empty] | 1600 | 1478 |  |  | 50A | ANY |  | OK
Day & Night | 80% Gas Split | COMMUNICATING - 5 STAGE CLG - 2 STAGE HTG - UP TO 20 SEER2 GAS SPLIT - MULTI-POSITION COIL | Gas Split | 2 | AHRI Q4 2024 AHRI NaN Name: 294, dtype: object | IC5A1V24 |  | TBD | TBD | [7 empty] | TBD | ISYST0101CW |  | OK
Day & Night | 80% Gas Split | COMMUNICATING - 5 STAGE CLG - 2 STAGE HTG - UP TO 20 SEER2 GAS SPLIT - MULTI-POSITION COIL | Gas Split | 3 | AHRI Q4 2024 AHRI NaN Name: 295, dtype: object | IC5A1V36 |  | TBD | TBD | [7 empty] | TBD | ISYST0101CW |  | OK
Day & Night | 80% Gas Split | COMMUNICATING - 5 STAGE CLG - 2 STAGE HTG - UP TO 20 SEER2 GAS SPLIT - MULTI-POSITION COIL | Gas Split | 4 | AHRI Q4 2024 AHRI NaN Name: 296, dtype: object | IC5A1V48 |  | TBD | TBD | [7 empty] | TBD | ISYST0101CW |  | OK
Day & Night | 80% Gas Split | COMMUNICATING - 5 STAGE CLG - 2 STAGE HTG - UP TO 20 SEER2 GAS SPLIT - MULTI-POSITION COIL | Gas Split | 5 | AHRI Q4 2024 AHRI NaN Name: 297, dtype: object | IC5A1V60 |  | TBD | TBD | [7 empty] | TBD | ISYST0101CW |  | OK
Day & Night | 80% Gas Split | COMMUNICATING - 2 STAGE CLG - 2 STAGE HTG - UP TO 17.5 SEER2 GAS SPLIT - MULTI-POSITION COIL | Gas Split | 2 | AHRI 210688401.0 AHRI NaN Name: 299, dtype: object | IC4A7T24AKAWA |  | IEVM4X31M17A | IG80CTL0701716A |  |  |  |  | 2303 | 440 |  | 20A | ISYST0101CW | 25c,10NH | OK
Day & Night | 80% Gas Split | COMMUNICATING - 2 STAGE CLG - 2 STAGE HTG - UP TO 17.5 SEER2 GAS SPLIT - MULTI-POSITION COIL | Gas Split | 2 | AHRI 213391667.0 AHRI NaN Name: 300, dtype: object | IC4A7T24AKAWA |  | IEVM4X31M17A | IG80CTL0701716B |  |  |  |  | 2303 | 440 |  | 20A | ISYST0101CW | 25c,10NH | OK
Day & Night | 80% Gas Split | COMMUNICATING - 2 STAGE CLG - 2 STAGE HTG - UP TO 17.5 SEER2 GAS SPLIT - MULTI-POSITION COIL | Gas Split | 2 | AHRI 210688406.0 AHRI NaN Name: 301, dtype: object | IC4A7T24AKAWA |  | IEVM4X31M17A | IG80CTL0451712A |  |  |  |  | 2303 | 440 |  | 20A | ISYST0101CW | 25c,10NH | OK
Day & Night | 80% Gas Split | COMMUNICATING - 2 STAGE CLG - 2 STAGE HTG - UP TO 17.5 SEER2 GAS SPLIT - MULTI-POSITION COIL | Gas Split | 2 | AHRI 213391651.0 AHRI NaN Name: 302, dtype: object | IC4A7T24AKAWA |  | IEVM4X31M17A | IG80CTL0451712B |  |  |  |  | 2303 | 440 |  | 20A | ISYST0101CW | 25c,10NH | OK
Day & Night | 80% Gas Split | COMMUNICATING - 2 STAGE CLG - 2 STAGE HTG - UP TO 17.5 SEER2 GAS SPLIT - MULTI-POSITION COIL | Gas Split | 3 | AHRI 210689515.0 AHRI NaN Name: 303, dtype: object | IC4A7T36AKAWA |  | IEVM4X44M21A | IG80CTL0902120A |  |  |  |  | 2718 | 638 |  | 35A | ISYST0101CW | 25c,10NH | OK
Day & Night | 80% Gas Split | COMMUNICATING - 2 STAGE CLG - 2 STAGE HTG - UP TO 17.5 SEER2 GAS SPLIT - MULTI-POSITION COIL | Gas Split | 3 | AHRI 213397971.0 AHRI NaN Name: 304, dtype: object | IC4A7T36AKAWA |  | IEVM4X44M21A | IG80CTL0902120B |  |  |  |  | 2718 | 638 |  | 35A | ISYST0101CW | 25c,10NH | OK
Day & Night | 80% Gas Split | COMMUNICATING - 2 STAGE CLG - 2 STAGE HTG - UP TO 17.5 SEER2 GAS SPLIT - MULTI-POSITION COIL | Gas Split | 4 | AHRI 210690299.0 AHRI NaN Name: 305, dtype: object | IC4A7T48AKAWA |  | IEVM4X61M24A | IG80CTL0902120A |  |  |  |  | 4439 | 719 |  | 40A | ISYST0101CW | 25c,10NH | OK
Day & Night | 80% Gas Split | COMMUNICATING - 2 STAGE CLG - 2 STAGE HTG - UP TO 17.5 SEER2 GAS SPLIT - MULTI-POSITION COIL | Gas Split | 4 | AHRI 213404107.0 AHRI NaN Name: 306, dtype: object | IC4A7T48AKAWA |  | IEVM4X61M24A | IG80CTL0902120B |  |  |  |  | 4439 | 719 |  | 40A | ISYST0101CW | 25c,10NH | OK
Day & Night | 80% Gas Split | COMMUNICATING - 2 STAGE CLG - 2 STAGE HTG - UP TO 17.5 SEER2 GAS SPLIT - MULTI-POSITION COIL | Gas Split | 4 | AHRI 210690247.0 AHRI NaN Name: 307, dtype: object | IC4A7T48AKAWA |  | IEVM4X60M21A | IG80CTL0902120A |  |  |  |  | 4439 | 595 |  | 40A | ISYST0101CW | 25c,10NH | OK
Day & Night | 80% Gas Split | COMMUNICATING - 2 STAGE CLG - 2 STAGE HTG - UP TO 17.5 SEER2 GAS SPLIT - MULTI-POSITION COIL | Gas Split | 4 | AHRI 213403907.0 AHRI NaN Name: 308, dtype: object | IC4A7T48AKAWA |  | IEVM4X60M21A | IG80CTL0902120B |  |  |  |  | 4439 | 595 |  | 40A | ISYST0101CW | 25c,10NH | OK
Day & Night | 80% Gas Split | COMMUNICATING - 2 STAGE CLG - 2 STAGE HTG - UP TO 17.5 SEER2 GAS SPLIT - MULTI-POSITION COIL | Gas Split | 5 | AHRI 210690934.0 AHRI NaN Name: 309, dtype: object | IC4A7T60AKAWA |  | IEVM4X61M24A | IG80CTL0902120A |  |  |  |  | 3658 | 719 |  | 50A | ISYST0101CW | 25c,10NH | OK
Day & Night | 80% Gas Split | COMMUNICATING - 2 STAGE CLG - 2 STAGE HTG - UP TO 17.5 SEER2 GAS SPLIT - MULTI-POSITION COIL | Gas Split | 5 | AHRI 213407307.0 AHRI NaN Name: 310, dtype: object | IC4A7T60AKAWA |  | IEVM4X61M24A | IG80CTL0902120B |  |  |  |  | 3658 | 719 |  | 50A | ISYST0101CW | 25c,10NH | OK
Day & Night | 80% Gas Split | COMMUNICATING - 2 STAGE CLG - 2 STAGE HTG - UP TO 17.5 SEER2 GAS SPLIT - MULTI-POSITION COIL | Gas Split | 5 | AHRI 210690924.0 AHRI NaN Name: 311, dtype: object | IC4A7T60AKAWA |  | IEVM4X60M21A | IG80CTL0902120A |  |  |  |  | 3658 | 595 |  | 50A | ISYST0101CW | 25c,10NH | OK
Day & Night | 80% Gas Split | COMMUNICATING - 2 STAGE CLG - 2 STAGE HTG - UP TO 17.5 SEER2 GAS SPLIT - MULTI-POSITION COIL | Gas Split | 5 | AHRI 213407139.0 AHRI NaN Name: 312, dtype: object | IC4A7T60AKAWA |  | IEVM4X60M21A | IG80CTL0902120B |  |  |  |  | 3658 | 595 |  | 50A | ISYST0101CW | 25c,10NH | OK
Day & Night | 80% Gas Split | 1 STAGE CLG - 1 STAGE HTG - UP TO 16.5 SEER2 GAS SPLIT - MULTI-POSITION COIL | Gas Split | 2 | AHRI 210131543.0 AHRI NaN Name: 314, dtype: object | IC4A6S24AKAWA |  | IEVM4X31M17A | IN80ESL0451712A |  |  |  |  | 1923 | 440 |  | 20A | ANY | 25c,5NH | OK
Day & Night | 80% Gas Split | 1 STAGE CLG - 1 STAGE HTG - UP TO 16.5 SEER2 GAS SPLIT - MULTI-POSITION COIL | Gas Split | 2 | AHRI 210131103.0 AHRI NaN Name: 315, dtype: object | IC4A6S24AKAWA |  | IEVM4X31M17A | IN80MSL0451714A |  |  |  |  | 1923 | 440 |  | 20A | ANY | 25c,5NH | OK
Day & Night | 80% Gas Split | 1 STAGE CLG - 1 STAGE HTG - UP TO 16.5 SEER2 GAS SPLIT - MULTI-POSITION COIL | Gas Split | 2 | AHRI 210130975.0 AHRI NaN Name: 316, dtype: object | IC4A6S24AKAWA |  | IEVM4X25M17A | IN80ESL0451712A |  |  |  |  | 1923 | 425 |  | 20A | ANY | 25c,5NH | OK
Day & Night | 80% Gas Split | 1 STAGE CLG - 1 STAGE HTG - UP TO 16.5 SEER2 GAS SPLIT - MULTI-POSITION COIL | Gas Split | 2 | AHRI 210130535.0 AHRI NaN Name: 317, dtype: object | IC4A6S24AKAWA |  | IEVM4X25M17A | IN80MSL0451714A |  |  |  |  | 1923 | 638 |  | 20A | ANY | 25c,5NH | OK
Day & Night | 80% Gas Split | 1 STAGE CLG - 1 STAGE HTG - UP TO 16.5 SEER2 GAS SPLIT - MULTI-POSITION COIL | Gas Split | 2.5 | AHRI 210036223.0 AHRI NaN Name: 318, dtype: object | IC4A6S30AKAWA |  | IEVM4X31M17A | IN80ESL0451712A |  |  |  |  | 2070 | 440 |  | 25A | ANY | 25c,5NH | OK
Day & Night | 80% Gas Split | 1 STAGE CLG - 1 STAGE HTG - UP TO 16.5 SEER2 GAS SPLIT - MULTI-POSITION COIL | Gas Split | 2.5 | AHRI 210034114.0 AHRI NaN Name: 319, dtype: object | IC4A6S30AKAWA |  | IEVM4X31M17A | IN80MSL0451714A |  |  |  |  | 2070 | 440 |  | 25A | ANY | 25c,5NH | OK
Day & Night | 80% Gas Split | 1 STAGE CLG - 1 STAGE HTG - UP TO 16.5 SEER2 GAS SPLIT - MULTI-POSITION COIL | Gas Split | 3 | AHRI 210058420.0 AHRI NaN Name: 320, dtype: object | IC4A6S36AKAWA |  | IEVM4X44M21A | IN80ESL0702116A |  |  |  |  | 2369 | 638 |  | 25A | ANY | 25c,5NH | OK
Day & Night | 80% Gas Split | 1 STAGE CLG - 1 STAGE HTG - UP TO 16.5 SEER2 GAS SPLIT - MULTI-POSITION COIL | Gas Split | 3 | AHRI 210055442.0 AHRI NaN Name: 321, dtype: object | IC4A6S36AKAWA |  | IEVM4X44M21A | IN80MSL0702116A |  |  |  |  | 2369 | 638 |  | 25A | ANY | 25c,5NH | OK
Day & Night | 80% Gas Split | 1 STAGE CLG - 1 STAGE HTG - UP TO 16.5 SEER2 GAS SPLIT - MULTI-POSITION COIL | Gas Split | 3.5 | AHRI 210082599.0 AHRI NaN Name: 322, dtype: object | IC4A6S42AKAWA |  | IEVM4X44M21A | IN80VSL0902120A |  |  |  |  | 2682 | 638 |  | 50A | ANY | 25c,5NH | OK
Day & Night | 80% Gas Split | 1 STAGE CLG - 1 STAGE HTG - UP TO 16.5 SEER2 GAS SPLIT - MULTI-POSITION COIL | Gas Split | 3.5 | AHRI 210083669.0 AHRI NaN Name: 323, dtype: object | IC4A6S42AKAWA |  | IEVM4X44M21A | IN80ESL0702116A |  |  |  |  | 2682 | 638 |  | 50A | ANY | 5NH | OK
Day & Night | 80% Gas Split | 1 STAGE CLG - 1 STAGE HTG - UP TO 16.5 SEER2 GAS SPLIT - MULTI-POSITION COIL | Gas Split | 3.5 | AHRI 210080811.0 AHRI NaN Name: 324, dtype: object | IC4A6S42AKAWA |  | IEVM4X44M21A | IN80MSL0702116A |  |  |  |  | 2682 | 638 |  | 50A | ANY | 5NH | OK
Day & Night | 80% Gas Split | 1 STAGE CLG - 1 STAGE HTG - UP TO 16.5 SEER2 GAS SPLIT - MULTI-POSITION COIL | Gas Split | 4 | AHRI 212846432.0 AHRI NaN Name: 325, dtype: object | IC4A6S48AKAWA |  | IEVM4X49M21A | IN80VSL0902120A |  |  |  |  | 3064 | 549 |  | 50A | ANY | 25c,5NH | OK
Day & Night | 80% Gas Split | 1 STAGE CLG - 1 STAGE HTG - UP TO 16.5 SEER2 GAS SPLIT - MULTI-POSITION COIL | Gas Split | 4 | AHRI 210117351.0 AHRI NaN Name: 326, dtype: object | IC4A6S48AKAWA |  | IEVM4X49M21A | IN80ESL1102120A |  |  |  |  | 3064 | 549 |  | 50A | ANY | 5NH | OK
Day & Night | 80% Gas Split | 1 STAGE CLG - 1 STAGE HTG - UP TO 16.5 SEER2 GAS SPLIT - MULTI-POSITION COIL | Gas Split | 4 | AHRI 210115123.0 AHRI NaN Name: 327, dtype: object | IC4A6S48AKAWA |  | IEVM4X49M21A | IN80MSL0902116A |  |  |  |  | 3064 | 549 |  | 50A | ANY | 25c,5NH | OK
Day & Night | 80% Gas Split | 1 STAGE CLG - 1 STAGE HTG - UP TO 16.5 SEER2 GAS SPLIT - MULTI-POSITION COIL | Gas Split | 5 | AHRI 212854183.0 AHRI NaN Name: 328, dtype: object | IC4A6S60AKAWA |  | IEVM4X61M24A | IN80VSL0902120A |  |  |  |  | 3525 | 719 |  | 50A | ANY | 5NH | OK
Day & Night | 80% Gas Split | 1 STAGE CLG - 1 STAGE HTG - UP TO 16.5 SEER2 GAS SPLIT - MULTI-POSITION COIL | Gas Split | 5 | AHRI 210126829.0 AHRI NaN Name: 329, dtype: object | IC4A6S60AKAWA |  | IEVM4X60M21A | IN80ESL1102120A |  |  |  |  | 3525 | 595 |  | 50A | ANY | 5NH | OK
Day & Night | 80% Gas Split | 1 STAGE CLG - 1 STAGE HTG - UP TO 16.5 SEER2 GAS SPLIT - MULTI-POSITION COIL | Gas Split | 5 | AHRI 210125791.0 AHRI NaN Name: 330, dtype: object | IC4A6S60AKAWA |  | IEVM4X60M21A | IN80MSL0902120A |  |  |  |  | 3525 | 595 |  | 50A | ANY | 5NH | OK
Day & Night | 80% Gas Split | 2 STAGE CLG - 2 STAGE HTG - UP TO 17.5 SEER2 GAS SPLIT - MULTI-POSITION COIL | Gas Split | 2 | AHRI 213432256.0 AHRI NaN Name: 332, dtype: object | IN4A7T24AKAWA |  | IEVM4X31M17A | IG80CTL0701716A |  |  |  |  | 1807 | 440 |  | 20A | 2 STAGE | 25c | OK
Day & Night | 80% Gas Split | 2 STAGE CLG - 2 STAGE HTG - UP TO 17.5 SEER2 GAS SPLIT - MULTI-POSITION COIL | Gas Split | 2 | AHRI 213432256.0 AHRI NaN Name: 333, dtype: object | IN4A7T24AKAWA |  | IEVM4X31M17A | IG80CTL0701716B |  |  |  |  | 1807 | 440 |  | 20A | 2 STAGE | 25c | OK
Day & Night | 80% Gas Split | 2 STAGE CLG - 2 STAGE HTG - UP TO 17.5 SEER2 GAS SPLIT - MULTI-POSITION COIL | Gas Split | 3 | AHRI 209987784.0 AHRI NaN Name: 334, dtype: object | IN4A7T36AKAWA |  | IEVM4X44M21A | IG80CTL0902120A |  |  |  |  | 2150 | 638 |  | 35A | 2 STAGE | 25c | OK
Day & Night | 80% Gas Split | 2 STAGE CLG - 2 STAGE HTG - UP TO 17.5 SEER2 GAS SPLIT - MULTI-POSITION COIL | Gas Split | 3 | AHRI 213432640.0 AHRI NaN Name: 335, dtype: object | IN4A7T36AKAWA |  | IEVM4X44M21A | IG80CTL0902120B |  |  |  |  | 2150 | 638 |  | 35A | 2 STAGE | 25c | OK
Day & Night | 80% Gas Split | 2 STAGE CLG - 2 STAGE HTG - UP TO 17.5 SEER2 GAS SPLIT - MULTI-POSITION COIL | Gas Split | 4 | AHRI 209985394.0 AHRI NaN Name: 336, dtype: object | IN4A7T48AKAWA |  | IEVM4X60M21A | IG80CTL0902120A |  |  |  |  | 2682 | 595 |  | 40A | 2 STAGE | 25c | OK
Day & Night | 80% Gas Split | 2 STAGE CLG - 2 STAGE HTG - UP TO 17.5 SEER2 GAS SPLIT - MULTI-POSITION COIL | Gas Split | 4 | AHRI 213400706.0 AHRI NaN Name: 337, dtype: object | IN4A7T48AKAWA |  | IEVM4X49M21A | IG80CTL0902120B |  |  |  |  | 2682 | 549 |  | 40A | 2 STAGE | 25c | OK
Day & Night | 80% Gas Split | 2 STAGE CLG - 2 STAGE HTG - UP TO 17.5 SEER2 GAS SPLIT - MULTI-POSITION COIL | Gas Split | 5 | AHRI 209982379.0 AHRI NaN Name: 338, dtype: object | IN4A7T60AKAWA |  | IEVM4X60M21A | IG80CTL0902120A |  |  |  |  | 2786 | 595 |  | 50A | 2 STAGE |  | OK
Day & Night | 80% Gas Split | 2 STAGE CLG - 2 STAGE HTG - UP TO 17.5 SEER2 GAS SPLIT - MULTI-POSITION COIL | Gas Split | 5 | AHRI 213405514.0 AHRI NaN Name: 339, dtype: object | IN4A7T60AKAWA |  | IEVM4X61M24A | IG80CTL0902120B |  |  |  |  | 2786 | 719 |  | 50A | 2 STAGE | 25c | OK
Day & Night | 80% Gas Split | 2 STAGE CLG - 1 STAGE HEAT - VARIABLE AIRFLOW UP TO 17.5 SEER2 GAS SPLIT - MULTI-POSITION COIL | Gas Split | 2 | AHRI 209994594.0 AHRI NaN Name: 341, dtype: object | IN4A7T24AKAWA |  | IEVM4X31M17A | IN80VSL0701716A |  |  |  |  | 1807 | 440 |  | 20A | 2 STAGE | 25c | OK
Day & Night | 80% Gas Split | 2 STAGE CLG - 1 STAGE HEAT - VARIABLE AIRFLOW UP TO 17.5 SEER2 GAS SPLIT - MULTI-POSITION COIL | Gas Split | 3 | AHRI 209987630.0 AHRI NaN Name: 342, dtype: object | IN4A7T36AKAWA |  | IEVM4X44M21A | IN80VSL0701716A |  |  |  |  | 2150 | 638 |  | 35A | 2 STAGE | 25c | OK
Day & Night | 80% Gas Split | 2 STAGE CLG - 1 STAGE HEAT - VARIABLE AIRFLOW UP TO 17.5 SEER2 GAS SPLIT - MULTI-POSITION COIL | Gas Split | 3 | AHRI 209986551.0 AHRI NaN Name: 343, dtype: object | IN4A7T36AKAWA |  | IEVM4X36M17A | IN80VSL0701716A |  |  |  |  | 2150 | 518 |  | 35A | 2 STAGE | 25c | OK
Day & Night | 80% Gas Split | 2 STAGE CLG - 1 STAGE HEAT - VARIABLE AIRFLOW UP TO 17.5 SEER2 GAS SPLIT - MULTI-POSITION COIL | Gas Split | 4 | AHRI 209984572.0 AHRI NaN Name: 344, dtype: object | IN4A7T48AKAWA |  | IEVM4X49M21A | IN80VSL0902120A |  |  |  |  | 2682 | 549 |  | 40A | 2 STAGE | 25c | OK
Day & Night | 80% Gas Split | 2 STAGE CLG - 1 STAGE HEAT - VARIABLE AIRFLOW UP TO 17.5 SEER2 GAS SPLIT - MULTI-POSITION COIL | Gas Split | 4 | AHRI 213229195.0 AHRI NaN Name: 345, dtype: object | IN4A7T48AKAWA |  | IEVM4X49M21A | IN80VSL0902120B |  |  |  |  | 2682 | 549 |  | 40A | 2 STAGE | 25c | OK
Day & Night | 80% Gas Split | 2 STAGE CLG - 1 STAGE HEAT - VARIABLE AIRFLOW UP TO 17.5 SEER2 GAS SPLIT - MULTI-POSITION COIL | Gas Split | 5 | AHRI 209981935.0 AHRI NaN Name: 346, dtype: object | IN4A7T60AKAWA |  | IEVM4X61M24A | IN80VSL0902120A |  |  |  |  | 2786 | 719 |  | 50A | 2 STAGE |  | OK
Day & Night | 80% Gas Split | 2 STAGE CLG - 1 STAGE HEAT - VARIABLE AIRFLOW UP TO 17.5 SEER2 GAS SPLIT - MULTI-POSITION COIL | Gas Split | 5 | AHRI 213235594.0 AHRI NaN Name: 347, dtype: object | IN4A7T60AKAWA |  | IEVM4X60M21A | IN80VSL0902120B |  |  |  |  | 2786 | 595 |  | 50A | 2 STAGE |  | OK
Day & Night | 80% Gas Split | 1 STAGE UP TO 16 SEER2 GAS SPLIT - MULTI-POSITION COIL | Gas Split | 1.5 | AHRI 210001807 AHRI NaN Name: 349, dtype: object | IN4A5S18AKAWA |  | IEVM4X25M17A | IN80MSL0451714A |  |  |  |  | 1129 | 425 |  | 20A | ANY | 25c | OK
Day & Night | 80% Gas Split | 1 STAGE UP TO 16 SEER2 GAS SPLIT - MULTI-POSITION COIL | Gas Split | 2 | AHRI 210018690 AHRI NaN Name: 350, dtype: object | IN4A5S24AKAWA |  | IEVM4X31M17A | IN80MSL0451714A |  |  |  |  | 1218 | 440 |  | 20A | ANY | 25c | OK
Day & Night | 80% Gas Split | 1 STAGE UP TO 16 SEER2 GAS SPLIT - MULTI-POSITION COIL | Gas Split | 2 | AHRI 210016320 AHRI NaN Name: 351, dtype: object | IN4A5S24AKAWA |  | IEVM4X25M17A | IN80MSL0451714A |  |  |  |  | 1218 | 425 |  | 20A | ANY |  | OK
Day & Night | 80% Gas Split | 1 STAGE UP TO 16 SEER2 GAS SPLIT - MULTI-POSITION COIL | Gas Split | 2.5 | AHRI 210034198 AHRI NaN Name: 352, dtype: object | IN4A5S30AKAWA |  | IEVM4X31M17A | IN80MSL0701712A |  |  |  |  | 1311 | 440 |  | 25A | ANY | 25c | OK
Day & Night | 80% Gas Split | 1 STAGE UP TO 16 SEER2 GAS SPLIT - MULTI-POSITION COIL | Gas Split | 2.5 | AHRI 210045723 AHRI NaN Name: 353, dtype: object | IN4A5S30AKAWA |  | IEVM4X30M17A | IN80MSL0701712A |  |  |  |  | 1311 | 433 |  | 25A | ANY |  | OK
Day & Night | 80% Gas Split | 1 STAGE UP TO 16 SEER2 GAS SPLIT - MULTI-POSITION COIL | Gas Split | 3 | AHRI 210058421 AHRI NaN Name: 354, dtype: object | IN4A5S36AKAWA |  | IEVM4X44M21A | IN80ESL0702116A |  |  |  |  | 1501 | 638 |  | 30A | ANY | 25c | OK
Day & Night | 80% Gas Split | 1 STAGE UP TO 16 SEER2 GAS SPLIT - MULTI-POSITION COIL | Gas Split | 3 | AHRI 210055486 AHRI NaN Name: 355, dtype: object | IN4A5S36AKAWA |  | IEVM4X44M21A | IN80MSL0702116A |  |  |  |  | 1501 | 638 |  | 30A | ANY | 25c | OK
Day & Night | 80% Gas Split | 1 STAGE UP TO 16 SEER2 GAS SPLIT - MULTI-POSITION COIL | Gas Split | 3 | AHRI 210053627 AHRI NaN Name: 356, dtype: object | IN4A5S36AKAWA |  | IEVM4X36M17A | IN80MSL0701712A |  |  |  |  | 1501 | 518 |  | 30A | ANY |  | OK
Day & Night | 80% Gas Split | 1 STAGE UP TO 16 SEER2 GAS SPLIT - MULTI-POSITION COIL | Gas Split | 3.5 | AHRI 210083670 AHRI NaN Name: 357, dtype: object | IN4A5S42AKAWA |  | IEVM4X44M21A | IN80ESL0702116A |  |  |  |  | 1688 | 638 |  | 35A | ANY |  | OK
Day & Night | 80% Gas Split | 1 STAGE UP TO 16 SEER2 GAS SPLIT - MULTI-POSITION COIL | Gas Split | 3.5 | AHRI 210080895 AHRI NaN Name: 358, dtype: object | IN4A5S42AKAWA |  | IEVM4X44M21A | IN80MSL0902116A |  |  |  |  | 1688 | 638 |  | 35A | ANY |  | OK
Day & Night | 80% Gas Split | 1 STAGE UP TO 16 SEER2 GAS SPLIT - MULTI-POSITION COIL | Gas Split | 3.5 | AHRI 210105572 AHRI NaN Name: 359, dtype: object | IN4A5S42AKAWA |  | IEVM4X48M21A | IN80MSL0902116A |  |  |  |  | 1688 | 543 |  | 35A | ANY |  | OK
Day & Night | 80% Gas Split | 1 STAGE UP TO 16 SEER2 GAS SPLIT - MULTI-POSITION COIL | Gas Split | 4 | AHRI 210117352 AHRI NaN Name: 360, dtype: object | IN4A5S48AKAWA |  | IEVM4X49M21A | IN80ESL1102120A |  |  |  |  | 1825 | 549 |  | 35A | ANY |  | OK
Day & Night | 80% Gas Split | 1 STAGE UP TO 16 SEER2 GAS SPLIT - MULTI-POSITION COIL | Gas Split | 4 | AHRI 210122191 AHRI NaN Name: 361, dtype: object | IN4A5S48AKAWA |  | IEVM4X48M21A | IN80ESL1102120A |  |  |  |  | 1825 | 543 |  | 35A | ANY |  | OK
Day & Night | 80% Gas Split | 1 STAGE UP TO 16 SEER2 GAS SPLIT - MULTI-POSITION COIL | Gas Split | 4 | AHRI 210115124 AHRI NaN Name: 362, dtype: object | IN4A5S48AKAWA |  | IEVM4X49M21A | IN80MSL0902116A |  |  |  |  | 1825 | 549 |  | 35A | ANY |  | OK
Day & Night | 80% Gas Split | 1 STAGE UP TO 16 SEER2 GAS SPLIT - MULTI-POSITION COIL | Gas Split | 4 | AHRI 210120362 AHRI NaN Name: 363, dtype: object | IN4A5S48AKAWA |  | IEVM4X48M21A | IN80MSL0902116A |  |  |  |  | 1825 | 543 |  | 35A | ANY |  | OK
Day & Night | 80% Gas Split | 1 STAGE UP TO 16 SEER2 GAS SPLIT - MULTI-POSITION COIL | Gas Split | 5 | AHRI 210126830 AHRI NaN Name: 364, dtype: object | IN4A5S60AKAWA |  | IEVM4X60M21A | IN80ESL1102120A |  |  |  |  | 2156 | 595 |  | 40A | ANY |  | OK
Day & Night | 80% Gas Split | 1 STAGE UP TO 16 SEER2 GAS SPLIT - MULTI-POSITION COIL | Gas Split | 5 | AHRI 210125792 AHRI NaN Name: 365, dtype: object | IN4A5S60AKAWA |  | IEVM4X60M21A | IN80MSL0902120A |  |  |  |  | 2156 | 595 |  | 40A | ANY |  | OK
Day & Night | Mobile Home | N SERIES - 1 STAGE - MOBILE HOME - UPTO 14.3SEER2 GAS SPLIT - VERTICAL POSITION COIL | Mobile Home | 2 | AHRI 210589372.0 AHRI NaN Name: 366, dtype: object | N4A5S24AKAWA | SE7ED010 | S1836S4A | SMG1E056A | [10 empty] | OK
Day & Night | Mobile Home | N SERIES - 1 STAGE - MOBILE HOME - UPTO 14.3SEER2 GAS SPLIT - VERTICAL POSITION COIL | Mobile Home | 2.5 | AHRI 210589371.0 AHRI NaN Name: 367, dtype: object | N4A5S30AKAWA | SE7ED010 | S1829S4A | SMG1E056A | [10 empty] | OK
Day & Night | Mobile Home | N SERIES - 1 STAGE - MOBILE HOME - UPTO 14.3SEER2 GAS SPLIT - VERTICAL POSITION COIL | Mobile Home | 3 | AHRI 210589370.0 AHRI NaN Name: 368, dtype: object | N4A5S36AKAWA | SE7ED010 | S1829S4A | SMG1E056A | [10 empty] | OK
Day & Night | Mobile Home | N SERIES - 1 STAGE - MOBILE HOME - UPTO 14.3SEER2 GAS SPLIT - VERTICAL POSITION COIL | Mobile Home | 3.5 | AHRI NaN AHRI NaN Name: 369, dtype: object | N4A5S42AKAWA | SE7ED010 | M98887Y0P | SMG1E056A | [10 empty] | OK
Day & Night | Mobile Home | N SERIES - 1 STAGE - MOBILE HOME - UPTO 14.3SEER2 GAS SPLIT - VERTICAL POSITION COIL | Mobile Home | 4 | AHRI NaN AHRI NaN Name: 370, dtype: object | N4A5S48AKAWA | SE7ED010 | M98887Y0P | SMG1E056A | [10 empty] | OK
Day & Night | Mobile Home | N SERIES - 1 STAGE - MOBILE HOME - UPTO 14.3SEER2 GAS SPLIT - VERTICAL POSITION COIL | Mobile Home | 5 | AHRI NaN AHRI NaN Name: 371, dtype: object | N4A5S60AKAWA | **** SE7ED010 + Blwr Kit | M98887Y0P | [11 empty] | OK
Day & Night | Mobile Home | R SERIES - 1 STAGE - MOBILE HOME - UPTO 14.3SEER2 GAS SPLIT - VERTICAL POSITION COIL | Mobile Home | 2 | AHRI 210589365 AHRI NaN Name: 373, dtype: object | R4A5S24AKAWA | SE7ED010 | S1836S4A | SMG1E056A | [10 empty] | OK
Day & Night | Mobile Home | R SERIES - 1 STAGE - MOBILE HOME - UPTO 14.3SEER2 GAS SPLIT - VERTICAL POSITION COIL | Mobile Home | 2.5 | AHRI 210589374 AHRI NaN Name: 374, dtype: object | R4A5S30AKAWA | SE7ED010 | S1829S4A | SMG1E056A | [10 empty] | OK
Day & Night | Mobile Home | R SERIES - 1 STAGE - MOBILE HOME - UPTO 14.3SEER2 GAS SPLIT - VERTICAL POSITION COIL | Mobile Home | 3 | AHRI 210589364 AHRI NaN Name: 375, dtype: object | R4A5S36AKAWA | SE7ED010 | S1829S4A | SMG1E056A | [10 empty] | OK
Day & Night | Mobile Home | R SERIES - 1 STAGE - MOBILE HOME - UPTO 14.3SEER2 GAS SPLIT - VERTICAL POSITION COIL | Mobile Home | 3.5 | AHRI NaN AHRI NaN Name: 376, dtype: object | R4A5S42AKAWA | SE7ED010 | M98887Y0P | SMG1E056A | [10 empty] | OK
Day & Night | Mobile Home | R SERIES - 1 STAGE - MOBILE HOME - UPTO 14.3SEER2 GAS SPLIT - VERTICAL POSITION COIL | Mobile Home | 4 | AHRI NaN AHRI NaN Name: 377, dtype: object | R4A5S48AKAWA | SE7ED010 | M98887Y0P | SMG1E056A | [10 empty] | OK
Day & Night | Mobile Home | R SERIES - 1 STAGE - MOBILE HOME - UPTO 14.3SEER2 GAS SPLIT - VERTICAL POSITION COIL | Mobile Home | 5 | AHRI NaN AHRI NaN Name: 378, dtype: object | R4A5S60AKAWA | **** SE7ED010 + Blwr Kit | M98887Y0P | [11 empty] | OK
Day & Night | Mobile Home | R SERIES - 1 STAGE - MOBILE HOME - UPTO 14.3SEER2 GAS SPLIT - VERTICAL POSITION COIL | Mobile Home | 5 | AHRI AHRI # AHRI NaN Name: 380, dtype: object | Cond M/N | Air Handler | MH Coil M/N | Furnace | [10 empty] | OK
Day & Night | Mobile Home | R SERIES - 1 STAGE - MOBILE HOME - UPTO 14.3SEER2 GAS SPLIT - VERTICAL POSITION COIL | Mobile Home | 5 | AHRI 210409947 AHRI NaN Name: 381, dtype: object | N4A5S60*K*WAA* | **** SE7ED010 + Blwr Kit | M98887Y0P | [11 empty] | OK
Day & Night | Mobile Home | R SERIES - 1 STAGE - MOBILE HOME - UPTO 14.3SEER2 GAS SPLIT - VERTICAL POSITION COIL | Mobile Home | 4 | AHRI 210409950 AHRI NaN Name: 382, dtype: object | N4A5S48*K*WAA* | SE7ED010 | M98887Y0P | SMG1E056A | [10 empty] | OK
Day & Night | Mobile Home | R SERIES - 1 STAGE - MOBILE HOME - UPTO 14.3SEER2 GAS SPLIT - VERTICAL POSITION COIL | Mobile Home | 3.5 | AHRI 210409951 AHRI NaN Name: 383, dtype: object | N4A5S42*K*WAA* | SE7ED010 | M98887Y0P | SMG1E056A | [10 empty] | OK
Day & Night | Mobile Home | R SERIES - 1 STAGE - MOBILE HOME - UPTO 14.3SEER2 GAS SPLIT - VERTICAL POSITION COIL | Mobile Home | 2.5 | AHRI 210409953 AHRI NaN Name: 384, dtype: object | N4A5S30*K*WAA* | SE7ED010 | M988G7Y0P | SMG1E056A | [10 empty] | OK
Day & Night | Mobile Home | R SERIES - 1 STAGE - MOBILE HOME - UPTO 14.3SEER2 GAS SPLIT - VERTICAL POSITION COIL | Mobile Home | 2.5 | AHRI 210409954 AHRI NaN Name: 385, dtype: object | N4A5S30*K*WAA* | SE7ED010 | M96884D0P | SMG1E056A | [10 empty] | OK
Day & Night | Mobile Home | R SERIES - 1 STAGE - MOBILE HOME - UPTO 14.3SEER2 GAS SPLIT - VERTICAL POSITION COIL | Mobile Home | 3 | AHRI 210409957 AHRI NaN Name: 386, dtype: object | N4A5S36*K*WAA* | SE7ED010 | M96884D0P | SMG1E056A | [10 empty] | OK
Day & Night | Mobile Home | R SERIES - 1 STAGE - MOBILE HOME - UPTO 14.3SEER2 GAS SPLIT - VERTICAL POSITION COIL | Mobile Home | 3 | AHRI 210409958 AHRI NaN Name: 387, dtype: object | N4A5S36*K*WAA* | SE7ED010 | M988G7Y0P | SMG1E056A | [10 empty] | OK
Day & Night | Mobile Home | Downflow MH Heat Pumps | Mobile Home | 5 | AHRI NaN AHRI 211094799 Name: 390, dtype: object | N4H5S60*K*AAA* | ME30B5D015AAA |  |  |  | M988810Z0P | [8 empty] | OK
Day & Night | Mobile Home | Downflow MH Heat Pumps | Mobile Home | 4 | AHRI NaN AHRI 211094800 Name: 391, dtype: object | N4H5S48*K*AAA* | ME30B5D015AAA |  |  |  | M98887Y0P | [8 empty] | OK
Day & Night | Mobile Home | Downflow MH Heat Pumps | Mobile Home | 3.5 | AHRI NaN AHRI 211094801 Name: 392, dtype: object | N4H5S42*K*AAA* | ME30B4D010AAA |  |  |  | M98887Y0P | [8 empty] | OK
Day & Night | Mobile Home | Downflow MH Heat Pumps | Mobile Home | 3 | AHRI NaN AHRI 211094804 Name: 393, dtype: object | N4H5S36*K*AAA* | ME30B4D010AAA |  |  |  | M96884D0P | [8 empty] | OK
Day & Night | Mobile Home | Downflow MH Heat Pumps | Mobile Home | 2.5 | AHRI NaN AHRI 211094806 Name: 394, dtype: object | N4H5S30*K*AAA* | ME30B4D010AAA |  |  |  | M96884D0P | [8 empty] | OK
Day & Night | Mobile Home | Downflow MH Heat Pumps | Mobile Home | 2.5 | AHRI NaN AHRI Alt Gas Furnaces Name: 395, dtype: object |  | Air Handler | [12 empty] | OK
Day & Night | Mobile Home | Downflow MH Heat Pumps | Mobile Home | 2.5 | AHRI NaN AHRI SMG1E070A Name: 396, dtype: object |  | ME30B4D010AAA | [12 empty] | OK
Day & Night | Mobile Home | Downflow MH Heat Pumps | Mobile Home | 2.5 | AHRI NaN AHRI SMG1E090A Name: 397, dtype: object |  | ME30B4D010AAA | [12 empty] | OK
Day & Night | Mobile Home | Downflow MH Heat Pumps | Mobile Home | 2.5 | AHRI NaN AHRI NaN Name: 398, dtype: object |  | ME30B5D015AAA | [12 empty] | OK
Day & Night | Mobile Home | Downflow MH Heat Pumps | Mobile Home | 2.5 | AHRI NaN AHRI Alt Air Handlers Name: 399, dtype: object |  | Coil | [12 empty] | OK
Day & Night | Mobile Home | Downflow MH Heat Pumps | Mobile Home | 2.5 | AHRI NaN AHRI SE7ED015 Name: 400, dtype: object |  | M96884D0P | [12 empty] | OK
Day & Night | Mobile Home | Downflow MH Heat Pumps | Mobile Home | 2.5 | AHRI NaN AHRI SE7ED020 Name: 401, dtype: object |  | M98857Y0P | [12 empty] | OK
Day & Night | Mobile Home | Downflow MH Heat Pumps | Mobile Home | 2.5 | AHRI NaN AHRI NaN Name: 402, dtype: object |  | M98887Y0P | [12 empty] | OK
Day & Night | Mobile Home | Downflow MH Heat Pumps | Mobile Home | 2.5 | AHRI NaN AHRI Alt Air Handlers (Upflow) Name: 403, dtype: object |  | M988810Z0P | [12 empty] | OK

## Catalog_ACPro_AI
Supplier | Category | Tier | SystemType | Tonnage | AHRI | Condenser | AirHandler | EvapCoil | Furnace | FirstCoIndoor | MobileHomeCoil | ModelNumber | CondenserPrice | IndoorOrCoilPrice | FurnacePrice | SystemPrice | MOCP | STAT | Notes | PricingStatus
AC Pro | AC Pro (AZ) - Guide |  | System | [8 empty] | FURN-M-L1A40V12A |  |  |  | 847.16 |  |  | PDF p14: FURN-M-L1A40V12A 14.5 28.5 33.75 40k 2T 83933 $847.16 | OK
AC Pro | AC Pro (AZ) - Guide |  | System | 5 | [7 empty] | FURN-M-L1A60V12A |  |  |  | 816.42 |  |  | PDF p14: FURN-M-L1A60V12A 14.5 28.5 33.75 60k 3-4T 85054 $816.42 | OK
AC Pro | AC Pro (AZ) - Guide |  | System | [8 empty] | FURN-M-L1B80V16A |  |  |  | 929.85 |  |  | PDF p14: FURN-M-L1B80V16A 17.5 28.5 33.75 80k 4-5T 85055 $929.85 | OK
AC Pro | AC Pro (AZ) - Guide |  | System | [8 empty] | FURN-M-L1C100V20A |  |  |  | 1068.65 |  |  | PDF p14: FURN-M-L1C100V20A 21 28.5 33.75 100k 5T 85056 $1,068.65 Warranty: | OK
AC Pro | AC Pro (AZ) - Guide |  | System | 5 | [7 empty] | FURN-M-R2B60V12A |  |  |  | 1480.6 |  |  | PDF p14: FURN-M-R2B60V12A 17.5 28.75 33.75 60k 3-4T 85057 $1,480.60 | OK
AC Pro | AC Pro (AZ) - Guide |  | System | [8 empty] | FURN-M-R2B80V12A |  |  |  | 1633.43 |  |  | PDF p14: FURN-M-R2B80V12A 17.5 28.75 33.75 80k 4-5T 83935 $1,633.43 | OK
AC Pro | AC Pro (AZ) - Guide |  | System | [8 empty] | FURN-M-R2C100V20A |  |  |  | 1711.94 |  |  | PDF p14: FURN-M-R2C100V20A 21 28.75 33.75 100k 5T 85059 $1,711.94 | OK
AC Pro | AC Pro (AZ) - Guide |  | System | [8 empty] | FURN-M-R2C80V16A |  |  |  | 1659.7 |  |  | PDF p14: FURN-M-R2C80V16A 21 28.75 33.75 80k 4-5T 85058 $1,659.70 | OK
AC Pro | AC Pro (AZ) - Guide |  | System | 2 | 214303036 | [6 empty] | PKGE-M-024L1060BB |  |  |  | 2771.62 |  |  | PDF p12: PKGE-M-024L1060BB 2.0 Ton 24K 60k 18.8/25 13.4 11.0 214303036 50.7 46.5 35.1 $2,771.62 | OK
AC Pro | AC Pro (AZ) - Guide |  | System | 2.5 | 214303039 | [6 empty] | PKGE-M-030L1060BB |  |  |  | 2886.49 |  |  | PDF p12: PKGE-M-030L1060BB 2.5 Ton 30K 60k 21.5/30 13.4 11.0 214303039 50.7 46.5 35.1 $2,886.49 | OK
AC Pro | AC Pro (AZ) - Guide |  | System | 3 | 214303041 | [6 empty] | PKGE-M-036L1090BB |  |  |  | 3118.92 |  |  | PDF p12: PKGE-M-036L1090BB 3.0 Ton 36K 90k 25.2/40 13.4 11.0 214303041 50.7 46.5 35.1 $3,118.92 | OK
AC Pro | AC Pro (AZ) - Guide |  | System | 3.5 | 214303041 | [6 empty] | PKGE-M-042L1090BB |  |  |  | 3375.68 |  |  | PDF p12: PKGE-M-042L1090BB 3.5 Ton 42K 90k 29.9/45 13.4 11.0 214303041 51.6 49.75 44.8 $3,375.68 | OK
AC Pro | AC Pro (AZ) - Guide |  | System | 4 | 214303037 | [6 empty] | PKGE-M-048L1090BB |  |  |  | 3387.84 |  |  | PDF p12: PKGE-M-048L1090BB 4.0 Ton 48K 90 36.4/50 13.4 11.0 214303037 51.6 49.75 44.8 $3,387.84 | OK
AC Pro | AC Pro (AZ) - Guide |  | System | 5 | 214303038 | [6 empty] | PKGE-M-060L1090BB |  |  |  | 4259.46 |  |  | PDF p12: PKGE-M-060L1090BB 5.0 Ton 60K 90k 41.4/60 13.4 11.0 214303038 51.6 49.75 44.8 $4,259.46 | OK
AC Pro | AC Pro (AZ) - Guide |  | System | 5 | 214303038 | [6 empty] | PKGE-M-060L1110BB |  |  |  | 4036.49 |  |  | PDF p12: PKGE-M-060L1110BB 5.0 Ton 60K 110k 41.4/60 13.4 11.0 214303038 51.6 49.75 44.8 $4,036.49 | OK
AC Pro | AC Pro (AZ) - Guide |  | System | 4 | 216619261 | [6 empty] | PKHP-M-0241BB |  |  |  | 2923.48 |  |  | PDF p13: PKHP-M-0241BB 2.0 Ton 22K 22K 18/25 13.4 11.0 6.7 216619261 50.8 35.1 46.7 $2,923.48 | OK
AC Pro | AC Pro (AZ) - Guide |  | System |  | 216619263 | [6 empty] | PKHP-M-0361BB |  |  |  | 3095.65 |  |  | PDF p13: PKHP-M-0361BB 3.0 Ton 34K 34K 28/35 13.4 11.0 6.7 216619263 50.8 35.1 46.7 $3,095.65 | OK
AC Pro | AC Pro (AZ) - Guide |  | System |  | 216619265 | [6 empty] | PKHP-M-0481BB |  |  |  | 3810.43 |  |  | PDF p13: PKHP-M-0481BB 4.0 Ton 45K 46K 34/45 13.4 11.0 6.7 216619265 51.6 44.8 51.5 $3,810.43 | OK
AC Pro | AC Pro (AZ) - Guide |  | System |  | 216619266 | [6 empty] | PKHP-M-0601BB |  |  |  | 4088.69 |  |  | PDF p13: PKHP-M-0601BB 5.0 Ton 56K 57K 43/50 13.4 11.0 6.7 216619266 51.6 44.8 51.5 $4,088.69 | OK
AC Pro | AC Pro (AZ) - Guide |  | System |  | 216619267 | [6 empty] | PKHP-M-0601CB |  |  |  | 4309.57 |  |  | PDF p13: PKHP-M-0601CB 5.0 Ton 3-Phase 55K 57K 29/40 13.4 11.0 6.7 216619267 51.6 44.8 51.5 $4,309.57 | OK
AC Pro | AC Pro (AZ) - Guide |  | System | 2 | 216619255 | [6 empty] | PKHP-P-0241BB |  |  |  | 2260.59 |  |  | PDF p13: PKHP-P-0241BB 2 22K 22K 18/25 13.4 11.0 6.7 216619255 37.75 52 24.8 $2,260.59 | OK
AC Pro | AC Pro (AZ) - Guide |  | System | 2 | 216619256 | [6 empty] | PKHP-P-0301BB |  |  |  | 2731.76 |  |  | PDF p13: PKHP-P-0301BB 2.5 28K 28K 24/30 13.4 11.0 6.7 216619256 37.75 52 24.8 $2,731.76 | OK
AC Pro | AC Pro (AZ) - Guide |  | System | 2 | 216619257 | [6 empty] | PKHP-P-0361BB |  |  |  | 2786.47 |  |  | PDF p13: PKHP-P-0361BB 3 34K 34K 27/35 13.4 11.2 6.7 216619257 37.75 52 24.8 $2,786.47 | OK
AC Pro | AC Pro (AZ) - Guide |  | System | 2.5 | 216619258 | [6 empty] | PKHP-P-0421BB |  |  |  | 3202.94 |  |  | PDF p13: PKHP-P-0421BB 3.5 40K 40K 30/40 13.4 11.2 6.7 216619258 42.1 58.5 33.1 $3,202.94 | OK
AC Pro | AC Pro (AZ) - Guide |  | System | 3 | 216619259 | [6 empty] | PKHP-P-0481BB |  |  |  | 3624.7 |  |  | PDF p13: PKHP-P-0481BB 4 46K 46K 36/45 13.4 11.4 6.7 216619259 42.1 58.5 33.1 $3,624.70 | OK
AC Pro | AC Pro (AZ) - Guide |  | System | 4 | 216619260 | [6 empty] | PKHP-P-0601BB |  |  |  | 3852.35 |  |  | PDF p13: PKHP-P-0601BB 5 56K 56K 48.6/60 13.4 11.0 6.7 216619260 42.1 58.5 33.1 $3,852.35 | OK
AC Pro | AC Pro (AZ) - Guide |  | System | 2 | 217469239 | [6 empty] | PKHP-X-024VBC |  |  |  | 5030.26 |  |  | PDF p19: PKHP-X-024VBC 2.0 Ton 24K 24K 35/40 18 11.7 8.8 217469239 44 35.44 49.25 $5,030.26 | OK
AC Pro | AC Pro (AZ) - Guide |  | System | 3 | 217469237 | [6 empty] | PKHP-X-036VBC |  |  |  | 5030.26 |  |  | PDF p19: PKHP-X-036VBC 3.0 Ton 36K 36K 35/40 18 11.2 8.5 217469237 44 35.44 49.25 $5,030.26 | OK
AC Pro | AC Pro (AZ) - Guide |  | System |  | 217469240 | [6 empty] | PKHP-X-048VBC |  |  |  | 5644.73 |  |  | PDF p19: PKHP-X-048VBC 4.0 Ton 47K 47K 39/45 18 11.2 8.5 217469240 44 44 49.25 $5,644.73 | OK
AC Pro | AC Pro (AZ) - Guide |  | System |  | 217469238 | [6 empty] | PKHP-X-060VBC |  |  |  | 5644.73 |  |  | PDF p19: PKHP-X-060VBC 5.0 Ton 56K 56K 39/45 18 11.2 8.3 217469238 44 44 49.25 $5,644.73 | OK

## Catalog_All_AI
Supplier | Category | Tier | SystemType | Tonnage | AHRI | Condenser | AirHandler | EvapCoil | Furnace | FirstCoIndoor | MobileHomeCoil | ModelNumber | CondenserPrice | IndoorOrCoilPrice | FurnacePrice | SystemPrice | MOCP | STAT | Notes | PricingStatus
Day & Night | 454b Package Units | 2 STAGE UP TO 15.5 SEER2 HP A2L PACKAGE UNIT | Package Unit | 2 | AHRI 2025-04-01 00:00:00 AHRI NaN Name: 0, dtype: object | [6 empty] | IPHB524000K000B |  | 3712 |  | 3712 | TBD |  | 5NH | OK
Day & Night | 454b Package Units | 2 STAGE UP TO 15.5 SEER2 HP A2L PACKAGE UNIT | Package Unit | 3 | AHRI 2025-04-01 00:00:00 AHRI NaN Name: 1, dtype: object | [6 empty] | IPHB536000K000B |  | 4165 |  | 4165 | TBD |  | 5NH | OK
Day & Night | 454b Package Units | 2 STAGE UP TO 15.5 SEER2 HP A2L PACKAGE UNIT | Package Unit | 4 | AHRI 2025-04-01 00:00:00 AHRI NaN Name: 2, dtype: object | [6 empty] | IPHB548000K000B |  | 4800 |  | 4800 | TBD |  | 5NH | OK
Day & Night | 454b Package Units | 2 STAGE UP TO 15.5 SEER2 HP A2L PACKAGE UNIT | Package Unit | 5 | AHRI 2025-04-01 00:00:00 AHRI NaN Name: 3, dtype: object | [6 empty] | IPHB560000K000B |  | 5331 |  | 5331 | TBD |  | 5NH | OK
Day & Night | 454b Package Units | 1 STAGE 13.4 SEER2 HP A2L PACKAGE UNIT | Package Unit | 2 | AHRI 215576055.0 AHRI NaN Name: 5, dtype: object | [6 empty] | IPHB424000K000B |  | 2913 |  | 2913 | 30A |  | 3NH | OK
Day & Night | 454b Package Units | 1 STAGE 13.4 SEER2 HP A2L PACKAGE UNIT | Package Unit | 2.5 | AHRI 215576072.0 AHRI NaN Name: 6, dtype: object | [6 empty] | IPHB430000K000B |  | 3082 |  | 3082 | 35A |  | 3NH | OK
Day & Night | 454b Package Units | 1 STAGE 13.4 SEER2 HP A2L PACKAGE UNIT | Package Unit | 3 | AHRI 215576089.0 AHRI NaN Name: 7, dtype: object | [6 empty] | IPHB436000K000B |  | 3387 |  | 3387 | 35A |  | 3NH | OK
Day & Night | 454b Package Units | 1 STAGE 13.4 SEER2 HP A2L PACKAGE UNIT | Package Unit | 3.5 | AHRI 215576136.0 AHRI NaN Name: 8, dtype: object | [6 empty] | IPHB442000K000B |  | 3645 |  | 3645 | 45A |  | 3NH | OK
Day & Night | 454b Package Units | 1 STAGE 13.4 SEER2 HP A2L PACKAGE UNIT | Package Unit | 4 | AHRI 215576183.0 AHRI NaN Name: 9, dtype: object | [6 empty] | IPHB448000K000B |  | 4190 |  | 4190 | 50A |  | 3NH | OK
Day & Night | 454b Package Units | 1 STAGE 13.4 SEER2 HP A2L PACKAGE UNIT | Package Unit | 5 | AHRI 215576230.0 AHRI NaN Name: 10, dtype: object | [6 empty] | IPHB460000K000B |  | 4255 |  | 4255 | 60A |  | 3NH | OK
Day & Night | 454b Package Units | 1 STAGE 13.4 SEER2 HP A2L PACKAGE UNIT - HORIZONTAL ONLY | Package Unit | 2 | AHRI 216411381.0 AHRI NaN Name: 12, dtype: object | [6 empty] | IPHM424000K000B |  | 2672 |  | 2672 | 25A |  |  | OK
Day & Night | 454b Package Units | 1 STAGE 13.4 SEER2 HP A2L PACKAGE UNIT - HORIZONTAL ONLY | Package Unit | 2.5 | AHRI 216411382.0 AHRI NaN Name: 13, dtype: object | [6 empty] | IPHM430000K000B |  | 2722 |  | 2722 | 30A |  |  | OK
Day & Night | 454b Package Units | 1 STAGE 13.4 SEER2 HP A2L PACKAGE UNIT - HORIZONTAL ONLY | Package Unit | 3 | AHRI 216411383.0 AHRI NaN Name: 14, dtype: object | [6 empty] | IPHM436000K000B |  | 2888 |  | 2888 | 35A |  |  | OK
Day & Night | 454b Package Units | 1 STAGE 13.4 SEER2 HP A2L PACKAGE UNIT - HORIZONTAL ONLY | Package Unit | 3.5 | AHRI 216411384.0 AHRI NaN Name: 15, dtype: object | [6 empty] | IPHM442000K000B |  | 3115 |  | 3115 | 40A |  |  | OK
Day & Night | 454b Package Units | 1 STAGE 13.4 SEER2 HP A2L PACKAGE UNIT - HORIZONTAL ONLY | Package Unit | 4 | AHRI 216411385.0 AHRI NaN Name: 16, dtype: object | [6 empty] | IPHM448000K000B |  | 3312 |  | 3312 | 60A |  |  | OK
Day & Night | 454b Package Units | 1 STAGE 13.4 SEER2 HP A2L PACKAGE UNIT - HORIZONTAL ONLY | Package Unit | 5 | AHRI 216411386.0 AHRI NaN Name: 17, dtype: object | [6 empty] | IPHM460000K000B |  | 3445 |  | 3445 | 60A |  |  | OK
Day & Night | 454b Package Units | 1 STAGE 13.4 SEER2 AC A2L PACKAGE UNIT - HORIZONTAL ONLY | Package Unit | 2 | AHRI 216012994.0 AHRI NaN Name: 19, dtype: object | [6 empty] | IPAM424000K000B |  | 2546 |  | 2546 | 20A |  |  | OK
Day & Night | 454b Package Units | 1 STAGE 13.4 SEER2 AC A2L PACKAGE UNIT - HORIZONTAL ONLY | Package Unit | 2.5 | AHRI 216013011.0 AHRI NaN Name: 20, dtype: object | [6 empty] | IPAM430000K000B |  | 2350 |  | 2350 | 30A |  |  | OK
Day & Night | 454b Package Units | 1 STAGE 13.4 SEER2 AC A2L PACKAGE UNIT - HORIZONTAL ONLY | Package Unit | 3 | AHRI 216013028.0 AHRI NaN Name: 21, dtype: object | [6 empty] | IPAM436000K000B |  | 2554 |  | 2554 | 35A |  |  | OK
Day & Night | 454b Package Units | 1 STAGE 13.4 SEER2 AC A2L PACKAGE UNIT - HORIZONTAL ONLY | Package Unit | 3.5 | AHRI 216013045.0 AHRI NaN Name: 22, dtype: object | [6 empty] | IPAM442000K000B |  | 2762 |  | 2762 | 40A |  |  | OK
Day & Night | 454b Package Units | 1 STAGE 13.4 SEER2 AC A2L PACKAGE UNIT - HORIZONTAL ONLY | Package Unit | 4 | AHRI 216013062.0 AHRI NaN Name: 23, dtype: object | [6 empty] | IPAM448000K000B |  | 2981 |  | 2981 | 50A |  |  | OK
Day & Night | 454b Package Units | 1 STAGE 13.4 SEER2 AC A2L PACKAGE UNIT - HORIZONTAL ONLY | Package Unit | 5 | AHRI 216013079.0 AHRI NaN Name: 24, dtype: object | [6 empty] | IPAM460000K000B |  | 3243 |  | 3243 | 60A |  |  | OK
Day & Night | 454b Package Units | 2 STAGE UP TO 16 SEER2 GAS/ELECTRIC PACKAGE UNIT | Package Unit | 2 | AHRI 2025-06-01 00:00:00 AHRI NaN Name: 26, dtype: object | [6 empty] | IPGB524040K001B |  |  |  |  | TBD |  | 5NH | OK
Day & Night | 454b Package Units | 2 STAGE UP TO 16 SEER2 GAS/ELECTRIC PACKAGE UNIT | Package Unit | 3 | AHRI 2025-06-01 00:00:00 AHRI NaN Name: 27, dtype: object | [6 empty] | IPGB536060K001B |  |  |  |  | TBD |  | 5NH | OK
Day & Night | 454b Package Units | 2 STAGE UP TO 16 SEER2 GAS/ELECTRIC PACKAGE UNIT | Package Unit | 4 | AHRI 2025-06-01 00:00:00 AHRI NaN Name: 28, dtype: object | [6 empty] | IPGB548090K001B |  |  |  |  | TBD |  | 5NH | OK
Day & Night | 454b Package Units | 2 STAGE UP TO 16 SEER2 GAS/ELECTRIC PACKAGE UNIT | Package Unit | 5 | AHRI 2025-06-01 00:00:00 AHRI NaN Name: 29, dtype: object | [6 empty] | IPGB560090K001B |  |  |  |  | TBD |  | 5NH | OK
Day & Night | 454b Package Units | 1 STAGE 13.4 SEER2 GAS/ELECTRIC PACKAGE UNIT | Package Unit | 2 | AHRI 215565240 AHRI NaN Name: 31, dtype: object | [6 empty] | IPGB424040K001B |  | 3311 |  | 3311 | 20A |  | 3NH | OK
Day & Night | 454b Package Units | 1 STAGE 13.4 SEER2 GAS/ELECTRIC PACKAGE UNIT | Package Unit | 2.5 | AHRI 215565223 AHRI NaN Name: 32, dtype: object | [6 empty] | IPGB430040K001B |  | 3845 |  | 3845 | 30A |  | 3NH | OK
Day & Night | 454b Package Units | 1 STAGE 13.4 SEER2 GAS/ELECTRIC PACKAGE UNIT | Package Unit | 3 | AHRI 215565206 AHRI NaN Name: 33, dtype: object | [6 empty] | IPGB436060K001B |  | 3563 |  | 3563 | 35A |  | 3NH | OK
Day & Night | 454b Package Units | 1 STAGE 13.4 SEER2 GAS/ELECTRIC PACKAGE UNIT | Package Unit | 3 | AHRI 215565206 AHRI NaN Name: 34, dtype: object | [6 empty] | IPGB436090K001B |  | 4162 |  | 4162 | 35A |  | 3NH | OK
Day & Night | 454b Package Units | 1 STAGE 13.4 SEER2 GAS/ELECTRIC PACKAGE UNIT | Package Unit | 3.5 | AHRI 215565162 AHRI NaN Name: 35, dtype: object | [6 empty] | IPGB442060K001B |  | 4417 |  | 4417 | 40A |  | 3NH | OK
Day & Night | 454b Package Units | 1 STAGE 13.4 SEER2 GAS/ELECTRIC PACKAGE UNIT | Package Unit | 3.5 | AHRI 215565162 AHRI NaN Name: 36, dtype: object | [6 empty] | IPGB442090K001B |  | 3819 |  | 3819 | 40A |  | 3NH | OK
Day & Night | 454b Package Units | 1 STAGE 13.4 SEER2 GAS/ELECTRIC PACKAGE UNIT | Package Unit | 4 | AHRI 215565118 AHRI NaN Name: 37, dtype: object | [6 empty] | IPGB448090K001B |  | 4130 |  | 4130 | 50A |  | 3NH | OK
Day & Night | 454b Package Units | 1 STAGE 13.4 SEER2 GAS/ELECTRIC PACKAGE UNIT | Package Unit | 5 | AHRI 215565074 AHRI NaN Name: 38, dtype: object | [6 empty] | IPGB460090K001B |  | 4448 |  | 4448 | 50A |  | 3NH | OK
Day & Night | 454b Package Units | 1 STAGE 13.4 SEER2 GAS/ELECTRIC PACKAGE UNIT | Package Unit | 5 | AHRI Model AHRI NaN Name: 39, dtype: object | [6 empty] | Description | [7 empty] | OK
Day & Night | 454b Package Units | 1 STAGE 13.4 SEER2 GAS/ELECTRIC PACKAGE UNIT | Package Unit |  | AHRI ICPHEATER125A02 AHRI NaN Name: 40, dtype: object | [6 empty] | 5KW N/FUS HEAT KIT | [7 empty] | OK
Day & Night | 454b Package Units | 1 STAGE 13.4 SEER2 GAS/ELECTRIC PACKAGE UNIT | Package Unit |  | AHRI ICPHEATER127A02 AHRI NaN Name: 41, dtype: object | [6 empty] | 7KW N/FUS HEAT KIT | [7 empty] | OK
Day & Night | 454b Package Units | 1 STAGE 13.4 SEER2 GAS/ELECTRIC PACKAGE UNIT | Package Unit |  | AHRI ICPHEATER129A02 AHRI NaN Name: 42, dtype: object | [6 empty] | 10KW N/FUS HEAT KIT | [7 empty] | OK
Day & Night | 454b Package Units | 1 STAGE 13.4 SEER2 GAS/ELECTRIC PACKAGE UNIT | Package Unit |  | AHRI ICPHEATER052B02 AHRI NaN Name: 43, dtype: object | [6 empty] | 3.8/5.0 NON FUSED ELEC HTR KIT | [7 empty] | OK
Day & Night | 454b Package Units | 1 STAGE 13.4 SEER2 GAS/ELECTRIC PACKAGE UNIT | Package Unit |  | AHRI ICPHEATER070B02 AHRI NaN Name: 44, dtype: object | [6 empty] | 5.4/7.2 FUSED ELEC HTR KIT | [7 empty] | OK
Day & Night | 454b Package Units | 1 STAGE 13.4 SEER2 GAS/ELECTRIC PACKAGE UNIT | Package Unit |  | AHRI ICPHEATER050B02 AHRI NaN Name: 45, dtype: object | [6 empty] | 7.5/10 FUSED ELEC HTR KIT | [7 empty] | OK
Day & Night | 454b HP Split | ION MODULATING INVERTER - VARIABLE AIRFLOW - COMMUNICATING- UP TO 23 SEER2 HP | Heat Pump Split | 3 | AHRI NaN AHRI 215933970.0 Name: 46, dtype: object | IC5H3V36AKAAA | IFCMA5B60L0DA | [5 empty] | 6572 | 3025 |  |  | 25A | ISYST0101CW | 25c, 10NH | OK
Day & Night | 454b HP Split | ION MODULATING INVERTER - VARIABLE AIRFLOW - COMMUNICATING- UP TO 23 SEER2 HP | Heat Pump Split | 3 | AHRI NaN AHRI 215931501.0 Name: 47, dtype: object | IC5H3V36AKAAA | IFCMA5B48L0CA | [5 empty] | 6572 | 2679 |  |  | 25A | ISYST0101CW | 25c, 10NH | OK
Day & Night | 454b HP Split | ION MODULATING INVERTER - VARIABLE AIRFLOW - COMMUNICATING- UP TO 23 SEER2 HP | Heat Pump Split | 4 | AHRI NaN AHRI 215931510.0 Name: 48, dtype: object | IC5H3V48AKAAA | IFCMA5B60L0DA | [5 empty] | 7191 | 3025 |  |  | 40A | ISYST0101CW | 25c, 10NH | OK
Day & Night | 454b HP Split | ION MODULATING INVERTER - VARIABLE AIRFLOW - COMMUNICATING- UP TO 23 SEER2 HP | Heat Pump Split | 4 | AHRI NaN AHRI 215934620.0 Name: 49, dtype: object | IC5H3V48AKAAA | IFCMA5B48L0CA | [5 empty] | 7191 | 2679 |  |  | 40A | ISYST0101CW | 25c, 10NH | OK
Day & Night | 454b HP Split | ION MODULATING INVERTER - VARIABLE AIRFLOW - COMMUNICATING- UP TO 23 SEER2 HP | Heat Pump Split | 5 | AHRI NaN AHRI 215931492.0 Name: 50, dtype: object | IC5H3V60AKAAA | IFCMA5B60L0DA | [5 empty] | 7617 | 3025 |  |  | 40A | ISYST0101CW | 25c, 10NH | OK
Day & Night | 454b HP Split | MODULATING INVERTER - VARIABLE AIRFLOW - COMMUNICATING- UP TO 20 SEER2 HP | Heat Pump Split | 2 | AHRI NaN AHRI Q1 2025 Name: 52, dtype: object | IC5H0V24AKAAA | TBD | [9 empty] | TBD | ISYST0101CW |  | OK
Day & Night | 454b HP Split | MODULATING INVERTER - VARIABLE AIRFLOW - COMMUNICATING- UP TO 20 SEER2 HP | Heat Pump Split | 3 | AHRI NaN AHRI Q1 2025 Name: 53, dtype: object | IC5H0V36AKAAA | TBD | [9 empty] | TBD | ISYST0101CW |  | OK
Day & Night | 454b HP Split | MODULATING INVERTER - VARIABLE AIRFLOW - COMMUNICATING- UP TO 20 SEER2 HP | Heat Pump Split | 4 | AHRI NaN AHRI Q1 2025 Name: 54, dtype: object | IC5H0V48AKAAA | TBD | [9 empty] | TBD | ISYST0101CW |  | OK
Day & Night | 454b HP Split | MODULATING INVERTER - VARIABLE AIRFLOW - COMMUNICATING- UP TO 20 SEER2 HP | Heat Pump Split | 5 | AHRI NaN AHRI Q1 2025 Name: 55, dtype: object | IC5H0V60AKAAA | TBD | [9 empty] | TBD | ISYST0101CW |  | OK
Day & Night | 454b HP Split | 2 STAGE MAINLINE - VARIABLE AIRFLOW - COMMUNICATING - UP TO 18 SEER2 HP | Heat Pump Split | 2 | AHRI NaN AHRI 216368910.0 Name: 57, dtype: object | IC5H8T24AKAAA | IFCMA5X24L0BA | [5 empty] | 3337 | 2157 |  |  | 25A | ISYST0101CW | 25c,10NH | OK
Day & Night | 454b HP Split | 2 STAGE MAINLINE - VARIABLE AIRFLOW - COMMUNICATING - UP TO 18 SEER2 HP | Heat Pump Split | 3 | AHRI NaN AHRI 216360611.0 Name: 58, dtype: object | IC5H8T36AKAAA | IFCMA5B48L0CA | [5 empty] | 3826 | 2679 |  |  | 40A | ISYST0101CW | 25c,10NH | OK
Day & Night | 454b HP Split | 2 STAGE MAINLINE - VARIABLE AIRFLOW - COMMUNICATING - UP TO 18 SEER2 HP | Heat Pump Split | 3 | AHRI NaN AHRI 216360603.0 Name: 59, dtype: object | IC5H8T36AKAAA | IFCMA5B36L0CA | [5 empty] | 3826 | 2225 |  |  | 40A | ISYST0101CW | 10NH | OK
Day & Night | 454b HP Split | 2 STAGE MAINLINE - VARIABLE AIRFLOW - COMMUNICATING - UP TO 18 SEER2 HP | Heat Pump Split | 4 | AHRI NaN AHRI 216354003.0 Name: 60, dtype: object | IC5H8T48AKAAA | IFCMA5B60L0DA | [5 empty] | 4614 | 3025 |  |  | 50A | ISYST0101CW | 25c,10NH | OK
Day & Night | 454b HP Split | 2 STAGE MAINLINE - VARIABLE AIRFLOW - COMMUNICATING - UP TO 18 SEER2 HP | Heat Pump Split | 4 | AHRI NaN AHRI 216353995.0 Name: 61, dtype: object | IC5H8T48AKAAA | IFCMA5B48L0CA | [5 empty] | 4614 | 2679 |  |  | 50A | ISYST0101CW | 25c,10NH | OK
Day & Night | 454b HP Split | 2 STAGE MAINLINE - VARIABLE AIRFLOW - COMMUNICATING - UP TO 18 SEER2 HP | Heat Pump Split | 5 | AHRI NaN AHRI 216349386.0 Name: 62, dtype: object | IC5H8T60AKAAA | IFCMA5B60L0DA | [5 empty] | 5174 | 3025 |  |  | 60A | ISYST0101CW | 25c,10NH | OK
Day & Night | 454b HP Split | 1 STAGE MAINLINE - VARIABLE AIR FLOW - UP TO 15.5 SEER2 HP | Heat Pump Split | 2 | AHRI NaN AHRI 214165248.0 Name: 64, dtype: object | IC5H6S24AKAAA | IFTMA5X24L0BA | [5 empty] | 3381 | 1372 |  |  | 20A | ANY | 5NH | OK
Day & Night | 454b HP Split | 1 STAGE MAINLINE - VARIABLE AIR FLOW - UP TO 15.5 SEER2 HP | Heat Pump Split | 2.5 | AHRI NaN AHRI 214165170.0 Name: 65, dtype: object | IC5H6S30AKAAA | IFTMA5B36L0CA | [5 empty] | 3749 | 1547 |  |  | 25A | ANY | 5NH | OK
Day & Night | 454b HP Split | 1 STAGE MAINLINE - VARIABLE AIR FLOW - UP TO 15.5 SEER2 HP | Heat Pump Split | 3 | AHRI NaN AHRI 214601844.0 Name: 66, dtype: object | IC5H6S36AKAAA | IFTMA5B36L0CA | [5 empty] | 4184 | 1547 |  |  | 30A | ANY | 5NH | OK
Day & Night | 454b HP Split | 1 STAGE MAINLINE - VARIABLE AIR FLOW - UP TO 15.5 SEER2 HP | Heat Pump Split | 3.5 | AHRI NaN AHRI 214165289.0 Name: 67, dtype: object | IC5H6S42AKAAA | IFTMA5B60L0DA | [5 empty] | 4481 | 1924 |  |  | 40A | ANY | 5NH | OK
Day & Night | 454b HP Split | 1 STAGE MAINLINE - VARIABLE AIR FLOW - UP TO 15.5 SEER2 HP | Heat Pump Split | 4 | AHRI NaN AHRI 214165305.0 Name: 68, dtype: object | IC5H6S48AKAAA | IFTMA5B60L0DA | [5 empty] | 4889 | 1924 |  |  | 50A | ANY | 5NH | OK
Day & Night | 454b HP Split | 1 STAGE MAINLINE - VARIABLE AIR FLOW - UP TO 15.5 SEER2 HP | Heat Pump Split | 5 | AHRI NaN AHRI 214602007.0 Name: 69, dtype: object | IC5H6S60AKAAA | IFTMA5B60L0DA | [5 empty] | 5763 | 1924 |  |  | 50A | ANY | 5NH | OK
Day & Night | 454b HP Split | 1 STAGE - ECM MOTOR - UPTO 15.2 SEER2 HP | Heat Pump Split | 1.5 | AHRI NaN AHRI NaN Name: 71, dtype: object | IC5H6S24AKAAA | [6 empty] | 3381 |  |  |  |  | ANY | 25c,5NH | OK
Day & Night | 454b HP Split | 2 STAGE - VARIABLE AIRFLOW - UPTO 17.5 SEER2 HP | Heat Pump Split | 2 | AHRI NaN AHRI 215560671.0 Name: 85, dtype: object | IN5H8T24AKAAA | IFTMA5X24L0BA | [5 empty] | 2769 | 1372 |  |  | 25A | 2 STAGE | 25c | OK
Day & Night | 454b HP Split | 2 STAGE - VARIABLE AIRFLOW - UPTO 17.5 SEER2 HP | Heat Pump Split | 3 | AHRI NaN AHRI 215628954.0 Name: 86, dtype: object | IN5H8T36AKAAA | IFTMA5B60L0DA | [5 empty] | 3233 | 1924 |  |  | 40A | 2 STAGE | 25c | OK
Day & Night | 454b HP Split | 2 STAGE - VARIABLE AIRFLOW - UPTO 17.5 SEER2 HP | Heat Pump Split | 3 | AHRI NaN AHRI 215628900.0 Name: 87, dtype: object | IN5H8T36AKAAA | IFTMA5B48L0CA | [5 empty] | 3233 | 1776 |  |  | 40A | 2 STAGE | 25c | OK
Day & Night | 454b HP Split | 2 STAGE - VARIABLE AIRFLOW - UPTO 17.5 SEER2 HP | Heat Pump Split | 4 | AHRI NaN AHRI 215560723.0 Name: 88, dtype: object | IN5H8T48AKAAA | IFTMA5B60L0DA | [5 empty] | 3993 | 1924 |  |  | 50A | 2 STAGE | 25c | OK
Day & Night | 454b HP Split | 2 STAGE - VARIABLE AIRFLOW - UPTO 17.5 SEER2 HP | Heat Pump Split | 4 | AHRI NaN AHRI 215628927.0 Name: 89, dtype: object | IN5H8T48AKAAA | IFTMA5B48L0CA | [5 empty] | 3993 | 1776 |  |  | 50A | 2 STAGE | 25c | OK
Day & Night | 454b HP Split | 2 STAGE - VARIABLE AIRFLOW - UPTO 17.5 SEER2 HP | Heat Pump Split | 5 | AHRI NaN AHRI 215560749.0 Name: 90, dtype: object | IN5H8T60AKAAA | IFTMA5B60L0DA | [5 empty] | 4436 | 1924 |  |  | 60A | 2 STAGE | 25c | OK
Day & Night | 454b HP Split | 1 STAGE - VARIABLE AIRFLOW- UP TO 15.5 SEER2 HP | Heat Pump Split | 1.5 | AHRI NaN AHRI 214179390.0 Name: 92, dtype: object | IN5H5S18AKAAA | IFTMA5X24L0BA | [5 empty] | 1720 | 1372 |  |  | 15A | ANY |  | OK
Day & Night | 454b HP Split | 1 STAGE - VARIABLE AIRFLOW- UP TO 15.5 SEER2 HP | Heat Pump Split | 2 | AHRI NaN AHRI 214179869.0 Name: 93, dtype: object | IN5H5S24AKAAA | IFTMA5X24L0BA | [5 empty] | 1894 | 1372 |  |  | 20A | ANY |  | OK
Day & Night | 454b HP Split | 1 STAGE - VARIABLE AIRFLOW- UP TO 15.5 SEER2 HP | Heat Pump Split | 2.5 | AHRI NaN AHRI 214179533.0 Name: 94, dtype: object | IN5H5S30AKAAA | IFTMA5B36L0CA | [5 empty] | 2123 | 1547 |  |  | 25A | ANY |  | OK
Day & Night | 454b HP Split | 1 STAGE - VARIABLE AIRFLOW- UP TO 15.5 SEER2 HP | Heat Pump Split | 3 | AHRI NaN AHRI 214179949.0 Name: 95, dtype: object | IN5H5S36AKAAA | IFTMA5B48L0CA | [5 empty] | 2377 | 1776 |  |  | 30A | ANY |  | OK
Day & Night | 454b HP Split | 1 STAGE - VARIABLE AIRFLOW- UP TO 15.5 SEER2 HP | Heat Pump Split | 3 | AHRI NaN AHRI 214601826.0 Name: 96, dtype: object | IN5H5S36AKAAA | IFTMA5B36L0CA | [5 empty] | 2377 | 1547 |  |  | 30A | ANY |  | OK
Day & Night | 454b HP Split | 1 STAGE - VARIABLE AIRFLOW- UP TO 15.5 SEER2 HP | Heat Pump Split | 3.5 | AHRI NaN AHRI 214180058.0 Name: 97, dtype: object | IN5H5S42AKAAA | IFTMA5B60L0DA | [5 empty] | 2672 | 1924 |  |  | 40A | ANY |  | OK
Day & Night | 454b HP Split | 1 STAGE - VARIABLE AIRFLOW- UP TO 15.5 SEER2 HP | Heat Pump Split | 3.5 | AHRI NaN AHRI 215685254.0 Name: 98, dtype: object | IN5H5S42AKAAA | IFTMA5B48L0CA | [5 empty] | 2672 | 1776 |  |  | 40A | ANY |  | OK
Day & Night | 454b HP Split | 1 STAGE - VARIABLE AIRFLOW- UP TO 15.5 SEER2 HP | Heat Pump Split | 4 | AHRI NaN AHRI 214180127.0 Name: 99, dtype: object | IN5H5S48AKAAA | IFTMA5B60L0DA | [5 empty] | 2992 | 1924 |  |  | 50A | ANY |  | OK
Day & Night | 454b HP Split | 1 STAGE - VARIABLE AIRFLOW- UP TO 15.5 SEER2 HP | Heat Pump Split | 4 | AHRI NaN AHRI 215685211.0 Name: 100, dtype: object | IN5H5S48AKAAA | IFTMA5B48L0CA | [5 empty] | 2992 | 1776 |  |  | 50A | ANY |  | OK
Day & Night | 454b HP Split | 1 STAGE - VARIABLE AIRFLOW- UP TO 15.5 SEER2 HP | Heat Pump Split | 5 | AHRI NaN AHRI 214601989.0 Name: 101, dtype: object | IN5H5S60AKAAA | IFTMA5B60L0DA | [5 empty] | 3365 | 1924 |  |  | 50A | ANY |  | OK
Day & Night | 454b HP Split | 1 STAGE - ECM - UP TO 15.2 SEER2 HP | Heat Pump Split | 1.5 | AHRI NaN AHRI 214179571.0 Name: 103, dtype: object | IN5H5S18AKAAA | IFHMA5X30L0BA | [5 empty] | 1720 | 1299 |  |  | 15A | ANY |  | OK
Day & Night | 454b HP Split | 1 STAGE - ECM - UP TO 15.2 SEER2 HP | Heat Pump Split | 1.5 | AHRI NaN AHRI 214601921.0 Name: 104, dtype: object | IN5H5S18AKAAA | IFHMA5X24L0BA | [5 empty] | 1720 | 1242 |  |  | 15A | ANY |  | OK
Day & Night | 454b HP Split | 1 STAGE - ECM - UP TO 15.2 SEER2 HP | Heat Pump Split | 2 | AHRI NaN AHRI 214179748.0 Name: 105, dtype: object | IN5H5S24AKAAA | IFHMA5X30L0BA | [5 empty] | 1894 | 1299 |  |  | 20A | ANY |  | OK
Day & Night | 454b HP Split | 1 STAGE - ECM - UP TO 15.2 SEER2 HP | Heat Pump Split | 2 | AHRI NaN AHRI 214101777.0 Name: 106, dtype: object | IN5H5S24AKAAA | IFHMA5X24L0BA | [5 empty] | 1894 | 1242 |  |  | 20A | ANY |  | OK
Day & Night | 454b HP Split | 1 STAGE - ECM - UP TO 15.2 SEER2 HP | Heat Pump Split | 2.5 | AHRI NaN AHRI 214179491.0 Name: 107, dtype: object | IN5H5S30AKAAA | IFHMA5B42L0CA | [5 empty] | 2123 | 1404 |  |  | 25A | ANY |  | OK
Day & Night | 454b HP Split | 1 STAGE - ECM - UP TO 15.2 SEER2 HP | Heat Pump Split | 2.5 | AHRI NaN AHRI 214101813.0 Name: 108, dtype: object | IN5H5S30AKAAA | IFHMA5X30L0BA | [5 empty] | 2123 | 1299 |  |  | 25A | ANY |  | OK
Day & Night | 454b HP Split | 1 STAGE - ECM - UP TO 15.2 SEER2 HP | Heat Pump Split | 3 | AHRI NaN AHRI 214179907.0 Name: 109, dtype: object | IN5H5S36AKAAA | IFHMA5B42L0CA | [5 empty] | 2377 | 1404 |  |  | 30A | ANY |  | OK
Day & Night | 454b HP Split | 1 STAGE - ECM - UP TO 15.2 SEER2 HP | Heat Pump Split | 3 | AHRI NaN AHRI 214101849.0 Name: 110, dtype: object | IN5H5S36AKAAA | IFHMA5X36L0BA | [5 empty] | 2377 | 1319 |  |  | 30A | ANY |  | OK
Day & Night | 454b HP Split | 1 STAGE - ECM - UP TO 15.2 SEER2 HP | Heat Pump Split | 3.5 | AHRI NaN AHRI 214180016.0 Name: 111, dtype: object | IN5H5S42AKAAA | IFHMA5B60L0DA | [5 empty] | 2672 | 1772 |  |  | 40A | ANY |  | OK
Day & Night | 454b HP Split | 1 STAGE - ECM - UP TO 15.2 SEER2 HP | Heat Pump Split | 3.5 | AHRI NaN AHRI 214101885.0 Name: 112, dtype: object | IN5H5S42AKAAA | IFHMA5B42L0CA | [5 empty] | 2672 | 1404 |  |  | 40A | ANY |  | OK
Day & Night | 454b HP Split | 1 STAGE - ECM - UP TO 15.2 SEER2 HP | Heat Pump Split | 4 | AHRI NaN AHRI 214179648.0 Name: 113, dtype: object | IN5H5S48AKAAA | IFHMA5B60L0DA | [5 empty] | 2992 | 1772 |  |  | 50A | ANY |  | OK
Day & Night | 454b HP Split | 1 STAGE - ECM - UP TO 15.2 SEER2 HP | Heat Pump Split | 4 | AHRI NaN AHRI 214101921.0 Name: 114, dtype: object | IN5H5S48AKAAA | IFHMA5B48L0CA | [5 empty] | 2992 | 1618 |  |  | 50A | ANY |  | OK
Day & Night | 454b HP Split | 1 STAGE - ECM - UP TO 15.2 SEER2 HP | Heat Pump Split | 5 | AHRI NaN AHRI 214101957.0 Name: 115, dtype: object | IN5H5S60AKAAA | IFHMA5B60L0DA | [5 empty] | 3365 | 1772 |  |  | 50A | ANY |  | OK
Day & Night | 454b HP Split | 1 STAGE - ECM - UP TO 15.2 SEER2 HP | Heat Pump Split | 5 | AHRI NaN AHRI NaN Name: 116, dtype: object | NOTES: | [13 empty] | OK
Day & Night | 454b 80% Gas Split | ION MODULATING INVERTER / 2 STAGE HTG - VARIABLE AIRFLOW - COMMUNICATING - UP TO 19.5 SEER2 GAS SPLIT - MULTI-POSITION COIL | Gas Split | 2 | AHRI 215690334.0 AHRI NaN Name: 117, dtype: object | IC5A1V24AKAWA |  | IEVM5X31M17A | IG80CTL0901716B |  |  |  |  | 3681 | 593 |  | 25A | ISYST0101CW | 25c,10NH | OK
Day & Night | 454b 80% Gas Split | ION MODULATING INVERTER / 2 STAGE HTG - VARIABLE AIRFLOW - COMMUNICATING - UP TO 19.5 SEER2 GAS SPLIT - MULTI-POSITION COIL | Gas Split | 3 | AHRI 215692864.0 AHRI NaN Name: 118, dtype: object | IC5A1V36AKAWA |  | IEVM5X49M21A | IG80CTL0902120B |  |  |  |  | 3951 | 740 |  | 25A | ISYST0101CW | 10NH | OK
Day & Night | 454b 80% Gas Split | ION MODULATING INVERTER / 2 STAGE HTG - VARIABLE AIRFLOW - COMMUNICATING - UP TO 19.5 SEER2 GAS SPLIT - MULTI-POSITION COIL | Gas Split | 4 | AHRI 215698724.0 AHRI NaN Name: 119, dtype: object | IC5A1V48AKAWA |  | IEVM5X60M21A | IG80CTL0902120B |  |  |  |  | 4491 | 801 |  | 40A | ISYST0101CW | 10NH | OK
Day & Night | 454b 80% Gas Split | ION MODULATING INVERTER / 2 STAGE HTG - VARIABLE AIRFLOW - COMMUNICATING - UP TO 19.5 SEER2 GAS SPLIT - MULTI-POSITION COIL | Gas Split | 5 | AHRI 215701354.0 AHRI NaN Name: 120, dtype: object | IC5A1V60AKAWA |  | IEVM5X60M21A | IG80CTL0902120B |  |  |  |  | 4804 | 801 |  | 50A | ISYST0101CW | 10NH | OK
Day & Night | 454b 80% Gas Split | 2 STAGE CLG / 2 STAGE HTG MAINLINE - VARIABLE AIRFLOW - COMMUNICATING - UP TO 18 SEER2 GAS SPLIT - MULTI-POSITION COIL | Gas Split | 2 | AHRI 216378285.0 AHRI NaN Name: 122, dtype: object | IC5A8T24AKAWA |  | IEVM5X31M17A | IG80CTL0701716B |  |  |  |  | 2610 | 593 |  | 20A | ISYST0101CW | 25c,10NH | OK
Day & Night | 454b 80% Gas Split | 2 STAGE CLG / 2 STAGE HTG MAINLINE - VARIABLE AIRFLOW - COMMUNICATING - UP TO 18 SEER2 GAS SPLIT - MULTI-POSITION COIL | Gas Split | 3 | AHRI 216388367.0 AHRI NaN Name: 123, dtype: object | IC5A8T36AKAWA |  | IEVM5X44M21A | IG80CTL0902120B |  |  |  |  | 3081 | 859 |  | 35A | ISYST0101CW | 25c,10NH | OK
Day & Night | 454b 80% Gas Split | 2 STAGE CLG / 2 STAGE HTG MAINLINE - VARIABLE AIRFLOW - COMMUNICATING - UP TO 18 SEER2 GAS SPLIT - MULTI-POSITION COIL | Gas Split | 4 | AHRI 216399711.0 AHRI NaN Name: 124, dtype: object | IC5A8T48AKAWA |  | IEVM5X60M21A | IG80CTL0902120B |  |  |  |  | 3500 | 801 |  | 40A | ISYST0101CW | 25c,10NH | OK
Day & Night | 454b 80% Gas Split | 2 STAGE CLG / 2 STAGE HTG MAINLINE - VARIABLE AIRFLOW - COMMUNICATING - UP TO 18 SEER2 GAS SPLIT - MULTI-POSITION COIL | Gas Split | 5 | AHRI 216406511.0 AHRI NaN Name: 125, dtype: object | IC5A8T60AKAWA |  | IEVM5X61M24A | IG80CTL1352422A |  |  |  |  | 4147 | 969 |  | 50A | ISYST0101CW | 25c,10NH | OK
Day & Night | 454b 80% Gas Split | 2 STAGE CLG / 2 STAGE HTG MAINLINE - VARIABLE AIRFLOW - COMMUNICATING - UP TO 18 SEER2 GAS SPLIT - MULTI-POSITION COIL | Gas Split | 5 | AHRI 216406231.0 AHRI NaN Name: 126, dtype: object | IC5A8T60AKAWA |  | IEVM5X60M21A | IG80CTL0902120B |  |  |  |  | 4147 | 801 |  | 50A | ISYST0101CW | 10NH | OK
Day & Night | 454b 80% Gas Split | 1 STAGE CLG - 1 STAGE HTG - UP TO 16.5 SEER2 GAS SPLIT - MULTI-POSITION COIL | Gas Split | 2 | AHRI NaN AHRI NaN Name: 128, dtype: object | IC4A6S24AKAWA |  | IEVM4X31M17A | IN80ESL0451712A |  |  |  |  | 1923 | 440 |  | 20A | ANY | 5NH | OK
Day & Night | 454b 80% Gas Split | 1 STAGE CLG - 1 STAGE HTG - UP TO 16.5 SEER2 GAS SPLIT - MULTI-POSITION COIL | Gas Split | 2 | AHRI NaN AHRI NaN Name: 129, dtype: object | IC4A6S24AKAWA |  | IEVM4X31M17A | IN80MSL0451714A |  |  |  |  | 1923 | 440 |  | 20A | ANY | 5NH | OK
Day & Night | 454b 80% Gas Split | 1 STAGE CLG - 1 STAGE HTG - UP TO 16.5 SEER2 GAS SPLIT - MULTI-POSITION COIL | Gas Split | 2 | AHRI NaN AHRI NaN Name: 130, dtype: object | IC4A6S24AKAWA |  | IEVM4X25M17A | IN80ESL0451712A |  |  |  |  | 1923 | 425 |  | 20A | ANY | 5NH | OK
Day & Night | 454b 80% Gas Split | 1 STAGE CLG - 1 STAGE HTG - UP TO 16.5 SEER2 GAS SPLIT - MULTI-POSITION COIL | Gas Split | 2 | AHRI NaN AHRI NaN Name: 131, dtype: object | IC4A6S24AKAWA |  | IEVM4X25M17A | IN80MSL0451714A |  |  |  |  | 1923 | 638 |  | 20A | ANY | 5NH | OK
Day & Night | 454b 80% Gas Split | 1 STAGE CLG - 1 STAGE HTG - UP TO 16.5 SEER2 GAS SPLIT - MULTI-POSITION COIL | Gas Split | 2.5 | AHRI NaN AHRI NaN Name: 132, dtype: object | IC4A6S30AKAWA |  | IEVM4X31M17A | IN80ESL0451712A |  |  |  |  | 2070 | 440 |  | 25A | ANY | 5NH | OK
Day & Night | 454b 80% Gas Split | 1 STAGE CLG - 1 STAGE HTG - UP TO 16.5 SEER2 GAS SPLIT - MULTI-POSITION COIL | Gas Split | 2.5 | AHRI NaN AHRI NaN Name: 133, dtype: object | IC4A6S30AKAWA |  | IEVM4X31M17A | IN80MSL0451714A |  |  |  |  | 2070 | 440 |  | 25A | ANY | 5NH | OK
Day & Night | 454b 80% Gas Split | 1 STAGE CLG - 1 STAGE HTG - UP TO 16.5 SEER2 GAS SPLIT - MULTI-POSITION COIL | Gas Split | 3 | AHRI NaN AHRI NaN Name: 134, dtype: object | IC4A6S36AKAWA |  | IEVM4X44M21A | IN80ESL0702116A |  |  |  |  | 2369 | 638 |  | 25A | ANY | 5NH | OK
Day & Night | 454b 80% Gas Split | 1 STAGE CLG - 1 STAGE HTG - UP TO 16.5 SEER2 GAS SPLIT - MULTI-POSITION COIL | Gas Split | 3 | AHRI NaN AHRI NaN Name: 135, dtype: object | IC4A6S36AKAWA |  | IEVM4X44M21A | IN80MSL0702116A |  |  |  |  | 2369 | 638 |  | 25A | ANY | 5NH | OK
Day & Night | 454b 80% Gas Split | 1 STAGE CLG - 1 STAGE HTG - UP TO 16.5 SEER2 GAS SPLIT - MULTI-POSITION COIL | Gas Split | 3.5 | AHRI NaN AHRI NaN Name: 136, dtype: object | IC4A6S42AKAWA |  | IEVM4X44M21A | IN80VSL0902120A |  |  |  |  | 2682 | 638 |  | 50A | ANY | 5NH | OK
Day & Night | 454b 80% Gas Split | 1 STAGE CLG - 1 STAGE HTG - UP TO 16.5 SEER2 GAS SPLIT - MULTI-POSITION COIL | Gas Split | 3.5 | AHRI NaN AHRI NaN Name: 137, dtype: object | IC4A6S42AKAWA |  | IEVM4X44M21A | IN80ESL0702116A |  |  |  |  | 2682 | 638 |  | 50A | ANY | 5NH | OK
Day & Night | 454b 80% Gas Split | 1 STAGE CLG - 1 STAGE HTG - UP TO 16.5 SEER2 GAS SPLIT - MULTI-POSITION COIL | Gas Split | 3.5 | AHRI NaN AHRI NaN Name: 138, dtype: object | IC4A6S42AKAWA |  | IEVM4X44M21A | IN80MSL0702116A |  |  |  |  | 2682 | 638 |  | 50A | ANY | 5NH | OK
Day & Night | 454b 80% Gas Split | 1 STAGE CLG - 1 STAGE HTG - UP TO 16.5 SEER2 GAS SPLIT - MULTI-POSITION COIL | Gas Split | 4 | AHRI NaN AHRI NaN Name: 139, dtype: object | IC4A6S48AKAWA |  | IEVM4X49M21A | IN80VSL0902120A |  |  |  |  | 3064 | 549 |  | 50A | ANY | 5NH | OK
Day & Night | 454b 80% Gas Split | 1 STAGE CLG - 1 STAGE HTG - UP TO 16.5 SEER2 GAS SPLIT - MULTI-POSITION COIL | Gas Split | 4 | AHRI NaN AHRI NaN Name: 140, dtype: object | IC4A6S48AKAWA |  | IEVM4X49M21A | IN80ESL1102120A |  |  |  |  | 3064 | 549 |  | 50A | ANY | 5NH | OK
Day & Night | 454b 80% Gas Split | 1 STAGE CLG - 1 STAGE HTG - UP TO 16.5 SEER2 GAS SPLIT - MULTI-POSITION COIL | Gas Split | 4 | AHRI NaN AHRI NaN Name: 141, dtype: object | IC4A6S48AKAWA |  | IEVM4X49M21A | IN80MSL0902116A |  |  |  |  | 3064 | 549 |  | 50A | ANY | 5NH | OK
Day & Night | 454b 80% Gas Split | 1 STAGE CLG - 1 STAGE HTG - UP TO 16.5 SEER2 GAS SPLIT - MULTI-POSITION COIL | Gas Split | 5 | AHRI NaN AHRI NaN Name: 142, dtype: object | IC4A6S60AKAWA |  | IEVM4X61M24A | IN80VSL0902120A |  |  |  |  | 3525 | 719 |  | 50A | ANY | 5NH | OK
Day & Night | 454b 80% Gas Split | 1 STAGE CLG - 1 STAGE HTG - UP TO 16.5 SEER2 GAS SPLIT - MULTI-POSITION COIL | Gas Split | 5 | AHRI NaN AHRI NaN Name: 143, dtype: object | IC4A6S60AKAWA |  | IEVM4X60M21A | IN80ESL1102120A |  |  |  |  | 3525 | 595 |  | 50A | ANY | 5NH | OK
Day & Night | 454b 80% Gas Split | 1 STAGE CLG - 1 STAGE HTG - UP TO 16.5 SEER2 GAS SPLIT - MULTI-POSITION COIL | Gas Split | 5 | AHRI NaN AHRI NaN Name: 144, dtype: object | IC4A6S60AKAWA |  | IEVM4X60M21A | IN80MSL0902120A |  |  |  |  | 3525 | 595 |  | 50A | ANY | 5NH | OK
Day & Night | 454b 80% Gas Split | 2 STAGE CLG / 1 STAGE HEAT - VARIABLE AIRFLOW - UP TO 17.5 SEER2 GAS SPLIT - MULTI-POSITION COIL | Gas Split | 2 | AHRI 215949775.0 AHRI NaN Name: 146, dtype: object | IN5A8T24AKAWA |  | IEVM5X31M17A | IN80VSL0701716A |  |  |  |  | 1891 | 593 |  | 20A | 2 STAGE | 25c | OK
Day & Night | 454b 80% Gas Split | 2 STAGE CLG / 1 STAGE HEAT - VARIABLE AIRFLOW - UP TO 17.5 SEER2 GAS SPLIT - MULTI-POSITION COIL | Gas Split | 3 | AHRI 215965836.0 AHRI NaN Name: 147, dtype: object | IN5A8T36AKAWA |  | IEVM5X44M21A | IN80VSL0701716A |  |  |  |  | 2250 | 859 |  | 35A | 2 STAGE | 25c | OK
Day & Night | 454b 80% Gas Split | 2 STAGE CLG / 1 STAGE HEAT - VARIABLE AIRFLOW - UP TO 17.5 SEER2 GAS SPLIT - MULTI-POSITION COIL | Gas Split | 4 | AHRI 215992149.0 AHRI NaN Name: 148, dtype: object | IN5A8T48AKAWA |  | IEVM5X49M21A | IN80VSL0902120B |  |  |  |  | 2806 | 740 |  | 40A | 2 STAGE | 25c | OK
Day & Night | 454b 80% Gas Split | 2 STAGE CLG / 1 STAGE HEAT - VARIABLE AIRFLOW - UP TO 17.5 SEER2 GAS SPLIT - MULTI-POSITION COIL | Gas Split | 5 | AHRI 215983637.0 AHRI NaN Name: 149, dtype: object | IN5A8T60AKAWA |  | IEVM4X60M21A | IN80VSL0902120B |  |  |  |  | 3158 | 595 |  | 50A | 2 STAGE | 25c | OK
Day & Night | 454b 80% Gas Split | 1 STAGE UP TO 16 SEER2 GAS SPLIT - MULTI-POSITION COIL | Gas Split | 1.5 | AHRI 214896784.0 AHRI NaN Name: 151, dtype: object | IN5A5S18AKAWA |  | IEVM5X25M17A | IN80MSL0451714A |  |  |  |  | 1355 | 573 |  | 15A | ANY | 25c | OK
Day & Night | 454b 80% Gas Split | 1 STAGE UP TO 16 SEER2 GAS SPLIT - MULTI-POSITION COIL | Gas Split | 2 | AHRI 214939793.0 AHRI NaN Name: 152, dtype: object | IN5A5S24AKAWA |  | IEVM5X25M17A | IN80MSL0451714A |  |  |  |  | 1462 | 573 |  | 20A | ANY | 25c | OK
Day & Night | 454b 80% Gas Split | 1 STAGE UP TO 16 SEER2 GAS SPLIT - MULTI-POSITION COIL | Gas Split | 2.5 | AHRI 214991939.0 AHRI NaN Name: 153, dtype: object | IN5A5S30AKAWA |  | IEVM5X31M17A | IN80MSL0701712A |  |  |  |  | 1573 | 593 |  | 25A | ANY | 25c | OK
Day & Night | 454b 80% Gas Split | 1 STAGE UP TO 16 SEER2 GAS SPLIT - MULTI-POSITION COIL | Gas Split | 2.5 | AHRI 214990040.0 AHRI NaN Name: 154, dtype: object | IN5A5S30AKAWA |  | IEVM5X30M17A | IN80MSL0701712A |  |  |  |  | 1573 | 583 |  | 25A | ANY | 25c | OK
Day & Night | 454b 80% Gas Split | 1 STAGE UP TO 16 SEER2 GAS SPLIT - MULTI-POSITION COIL | Gas Split | 3 | AHRI 215068270.0 AHRI NaN Name: 155, dtype: object | IN5A5S36AKAWA |  | IEVM5X44M21A | IN80MSL0702116A |  |  |  |  | 1801 | 859 |  | 30A | ANY | 25c | OK
Day & Night | 454b 80% Gas Split | 1 STAGE UP TO 16 SEER2 GAS SPLIT - MULTI-POSITION COIL | Gas Split | 3 | AHRI 215061213.0 AHRI NaN Name: 156, dtype: object | IN5A5S36AKAWA |  | IEVM5X36M17A | IN80MSL0701712A |  |  |  |  | 1801 | 628 |  | 30A | ANY | 25c | OK
Day & Night | 454b 80% Gas Split | 1 STAGE UP TO 16 SEER2 GAS SPLIT - MULTI-POSITION COIL | Gas Split | 3.5 | AHRI 215124604.0 AHRI NaN Name: 157, dtype: object | IN5A5S42AKAWA |  | IEVM5X44M21A | IN80MSL0702116A |  |  |  |  | 2025 | 859 |  | 40A | ANY | 25c | OK
Day & Night | 454b 80% Gas Split | 1 STAGE UP TO 16 SEER2 GAS SPLIT - MULTI-POSITION COIL | Gas Split | 3.5 | AHRI 215127004.0 AHRI NaN Name: 158, dtype: object | IN5A5S42AKAWA |  | IEVM5X48M21A | IN80MSL0702116A |  |  |  |  | 2025 | 731 |  | 40A | ANY | 25c | OK
Day & Night | 454b 80% Gas Split | 1 STAGE UP TO 16 SEER2 GAS SPLIT - MULTI-POSITION COIL | Gas Split | 4 | AHRI 215173880.0 AHRI NaN Name: 159, dtype: object | IN5A5S48AKAWA |  | IEVM5X49M21A | IN80MSL0702116A |  |  |  |  | 2189 | 740 |  | 50A | ANY |  | OK
Day & Night | 454b 80% Gas Split | 1 STAGE UP TO 16 SEER2 GAS SPLIT - MULTI-POSITION COIL | Gas Split | 4 | AHRI 215171940.0 AHRI NaN Name: 160, dtype: object | IN5A5S48AKAWA |  | IEVM5X48M21A | IN80MSL0702116A |  |  |  |  | 2189 | 731 |  | 50A | ANY |  | OK
Day & Night | 454b 80% Gas Split | 1 STAGE UP TO 16 SEER2 GAS SPLIT - MULTI-POSITION COIL | Gas Split | 5 | AHRI 215205237.0 AHRI NaN Name: 161, dtype: object | IN5A5S60AKAWA |  | IEVM5X61M24A | IN80MSL0902120A |  |  |  |  | 2586 | 969 |  | 50A | ANY | 25c | OK
Day & Night | 454b 80% Gas Split | 1 STAGE UP TO 16 SEER2 GAS SPLIT - MULTI-POSITION COIL | Gas Split | 5 | AHRI 215202357.0 AHRI NaN Name: 162, dtype: object | IN5A5S60AKAWA |  | IEVM5X60M21A | IN80MSL0902120A |  |  |  |  | 2586 | 801 |  | 50A | ANY |  | OK
Day & Night | 454b 80% Gas Split | 1 STAGE UP TO 16 SEER2 GAS SPLIT - MULTI-POSITION COIL | Gas Split | 5 | AHRI NaN AHRI NaN Name: 163, dtype: object | NOTES: | [13 empty] | OK
Day & Night | Package Units | 2 STAGE UP TO 15.5 SEER2 HP PACKAGE UNIT | Package Unit | 2 | AHRI 212406378.0 AHRI NaN Name: 164, dtype: object | [6 empty] | IPHR524000K000K |  | 3463 |  | 3463 | 25A |  | 25c, 5NH | OK
Day & Night | Package Units | 2 STAGE UP TO 15.5 SEER2 HP PACKAGE UNIT | Package Unit | 3 | AHRI 212406379.0 AHRI NaN Name: 165, dtype: object | [6 empty] | IPHR536000K000K |  | 4512 |  | 4512 | 40A |  | 25c, 5NH | OK
Day & Night | Package Units | 2 STAGE UP TO 15.5 SEER2 HP PACKAGE UNIT | Package Unit | 4 | AHRI 212406380.0 AHRI NaN Name: 166, dtype: object | [6 empty] | IPHR548000K000K |  | 5324 |  | 5324 | 50A |  | 25c, 5NH | OK
Day & Night | Package Units | 2 STAGE UP TO 15.5 SEER2 HP PACKAGE UNIT | Package Unit | 5 | AHRI 212406381.0 AHRI NaN Name: 167, dtype: object | [6 empty] | IPHR560000K000K |  | 5605 |  | 5605 | 60A |  | 25c, 5NH | OK
Day & Night | Package Units | 1 STAGE 13.4 SEER2 HP PACKAGE UNIT | Package Unit | 2 | AHRI 210539256.0 AHRI NaN Name: 169, dtype: object | [6 empty] | IPHD424000K000K |  | 2755 |  | 2755 | 25A |  | 3NH | OK
Day & Night | Package Units | 1 STAGE 13.4 SEER2 HP PACKAGE UNIT | Package Unit | 2.5 | AHRI 210539257.0 AHRI NaN Name: 170, dtype: object | [6 empty] | IPHD430000K000K |  | 2914 |  | 2914 | 30A |  | 3NH | OK
Day & Night | Package Units | 1 STAGE 13.4 SEER2 HP PACKAGE UNIT | Package Unit | 3 | AHRI 210539259.0 AHRI NaN Name: 171, dtype: object | [6 empty] | IPHD436000K000K |  | 3202 |  | 3202 | 40A |  | 3NH | OK
Day & Night | Package Units | 1 STAGE 13.4 SEER2 HP PACKAGE UNIT | Package Unit | 3.5 | AHRI 210539260.0 AHRI NaN Name: 172, dtype: object | [6 empty] | IPHD442000K000K |  | 3445 |  | 3445 | 45A |  | 3NH | OK
Day & Night | Package Units | 1 STAGE 13.4 SEER2 HP PACKAGE UNIT | Package Unit | 4 | AHRI 210539261.0 AHRI NaN Name: 173, dtype: object | [6 empty] | IPHD448000K000K |  | 3963 |  | 3963 | 50A |  | 3NH | OK
Day & Night | Package Units | 1 STAGE 13.4 SEER2 HP PACKAGE UNIT | Package Unit | 5 | AHRI 211778791.0 AHRI NaN Name: 174, dtype: object | [6 empty] | IPHD460000K000K |  | 4023 |  | 4023 | 60A |  | 3NH | OK
Day & Night | Package Units | 1 STAGE 13.4 SEER2 HP PACKAGE UNIT - HORIZONTAL ONLY | Package Unit | 2 | AHRI 208441754.0 AHRI NaN Name: 176, dtype: object | [6 empty] | IPHJ424000K000K |  | 2377 |  | 2377 | 25A |  |  | OK
Day & Night | Package Units | 1 STAGE 13.4 SEER2 HP PACKAGE UNIT - HORIZONTAL ONLY | Package Unit | 2.5 | AHRI 208441764.0 AHRI NaN Name: 177, dtype: object | [6 empty] | IPHJ430000K000K |  | 2648 |  | 2648 | 30A |  |  | OK
Day & Night | Package Units | 1 STAGE 13.4 SEER2 HP PACKAGE UNIT - HORIZONTAL ONLY | Package Unit | 3 | AHRI 208441780.0 AHRI NaN Name: 178, dtype: object | [6 empty] | IPHJ436000K000K |  | 2809 |  | 2809 | 35A |  |  | OK
Day & Night | Package Units | 1 STAGE 13.4 SEER2 HP PACKAGE UNIT - HORIZONTAL ONLY | Package Unit | 3.5 | AHRI 208441835.0 AHRI NaN Name: 179, dtype: object | [6 empty] | IPHJ442000K000K |  | 2771 |  | 2771 | 40A |  |  | OK
Day & Night | Package Units | 1 STAGE 13.4 SEER2 HP PACKAGE UNIT - HORIZONTAL ONLY | Package Unit | 4 | AHRI 208441796.0 AHRI NaN Name: 180, dtype: object | [6 empty] | IPHJ448000K000K |  | 3221 |  | 3221 | 45A |  |  | OK
Day & Night | Package Units | 1 STAGE 13.4 SEER2 HP PACKAGE UNIT - HORIZONTAL ONLY | Package Unit | 5 | AHRI 208441812.0 AHRI NaN Name: 181, dtype: object | [6 empty] | IPHJ460000K000K |  | 3351 |  | 3351 | 60A |  |  | OK
Day & Night | Package Units | 1 STAGE 13.4 SEER2 AC PACKAGE UNIT - HORIZONTAL ONLY | Package Unit | 2 | AHRI 207462561.0 AHRI NaN Name: 183, dtype: object | [6 empty] | IPAJ424000K000K |  | 1946 |  | 1946 | 25A |  |  | OK
Day & Night | Package Units | 1 STAGE 13.4 SEER2 AC PACKAGE UNIT - HORIZONTAL ONLY | Package Unit | 2.5 | AHRI 207462577.0 AHRI NaN Name: 184, dtype: object | [6 empty] | IPAJ430000K000K |  | 2052 |  | 2052 | 35A |  |  | OK
Day & Night | Package Units | 1 STAGE 13.4 SEER2 AC PACKAGE UNIT - HORIZONTAL ONLY | Package Unit | 3 | AHRI 207462593.0 AHRI NaN Name: 185, dtype: object | [6 empty] | IPAJ436000K000K |  | 2379 |  | 2379 | 35A |  |  | OK
Day & Night | Package Units | 1 STAGE 13.4 SEER2 AC PACKAGE UNIT - HORIZONTAL ONLY | Package Unit | 3.5 | AHRI 207465425.0 AHRI NaN Name: 186, dtype: object | [6 empty] | IPAJ442000K000K |  | 2412 |  | 2412 | 40A |  |  | OK
Day & Night | Package Units | 1 STAGE 13.4 SEER2 AC PACKAGE UNIT - HORIZONTAL ONLY | Package Unit | 4 | AHRI 207462609.0 AHRI NaN Name: 187, dtype: object | [6 empty] | IPAJ448000K000K |  | 2603 |  | 2603 | 45A |  |  | OK
Day & Night | Package Units | 1 STAGE 13.4 SEER2 AC PACKAGE UNIT - HORIZONTAL ONLY | Package Unit | 5 | AHRI 207462625.0 AHRI NaN Name: 188, dtype: object | [6 empty] | IPAJ460000K000K |  | 3021 |  | 3021 | 60A |  |  | OK
Day & Night | Package Units | 2 STAGE UP TO 16 SEER2 GAS/ELECTRIC PACKAGE UNIT | Package Unit | 2 | AHRI 211778744.0 AHRI NaN Name: 190, dtype: object | [6 empty] | IPGR524040K001K |  | 3775 |  | 3775 | 25A |  | 25c, 5NH | OK
Day & Night | Package Units | 2 STAGE UP TO 16 SEER2 GAS/ELECTRIC PACKAGE UNIT | Package Unit | 3 | AHRI 211778745.0 AHRI NaN Name: 191, dtype: object | [6 empty] | IPGR536060K001K |  | 4188 |  | 4188 | 40A |  | 25c, 5NH | OK
Day & Night | Package Units | 2 STAGE UP TO 16 SEER2 GAS/ELECTRIC PACKAGE UNIT | Package Unit | 4 | AHRI 211778746.0 AHRI NaN Name: 192, dtype: object | [6 empty] | IPGR548090K001K |  | 4801 |  | 4801 | 50A |  | 25c, 5NH | OK
Day & Night | Package Units | 2 STAGE UP TO 16 SEER2 GAS/ELECTRIC PACKAGE UNIT | Package Unit | 5 | AHRI 211778747.0 AHRI NaN Name: 193, dtype: object | [6 empty] | IPGR560090K001K |  | 5186 |  | 5186 | 60A |  | 25c, 5NH | OK
Day & Night | Package Units | 1 STAGE 13.4 SEER2 GAS/ELECTRIC PACKAGE UNIT | Package Unit | 2 | AHRI 210766891 AHRI NaN Name: 195, dtype: object | [6 empty] | IPGD424040K001K |  | 3249 |  | 3249 | 25A |  |  | OK
Day & Night | Package Units | 1 STAGE 13.4 SEER2 GAS/ELECTRIC PACKAGE UNIT | Package Unit | 2.5 | AHRI 210766893 AHRI NaN Name: 196, dtype: object | [6 empty] | IPGD430040K001K |  | 3389 |  | 3389 | 30A |  |  | OK
Day & Night | Package Units | 1 STAGE 13.4 SEER2 GAS/ELECTRIC PACKAGE UNIT | Package Unit | 3 | AHRI 210766895 AHRI NaN Name: 197, dtype: object | [6 empty] | IPGD436060K001K |  | 3505 |  | 3505 | 35A |  |  | OK
Day & Night | Package Units | 1 STAGE 13.4 SEER2 GAS/ELECTRIC PACKAGE UNIT | Package Unit | 3 | AHRI 210766895 AHRI NaN Name: 198, dtype: object | [6 empty] | IPGD436090K001K |  | 3523 |  | 3523 | 35A |  |  | OK
Day & Night | Package Units | 1 STAGE 13.4 SEER2 GAS/ELECTRIC PACKAGE UNIT | Package Unit | 3.5 | AHRI 210766896 AHRI NaN Name: 199, dtype: object | [6 empty] | IPGD442060K001K |  | 3743 |  | 3743 | 40A |  |  | OK
Day & Night | Package Units | 1 STAGE 13.4 SEER2 GAS/ELECTRIC PACKAGE UNIT | Package Unit | 3.5 | AHRI 210766896 AHRI NaN Name: 200, dtype: object | [6 empty] | IPGD442090K001K |  | 3758 |  | 3758 | 40A |  |  | OK
Day & Night | Package Units | 1 STAGE 13.4 SEER2 GAS/ELECTRIC PACKAGE UNIT | Package Unit | 4 | AHRI 210766898 AHRI NaN Name: 201, dtype: object | [6 empty] | IPGD448090K001K |  | 4063 |  | 4063 | 50A |  |  | OK
Day & Night | Package Units | 1 STAGE 13.4 SEER2 GAS/ELECTRIC PACKAGE UNIT | Package Unit | 5 | AHRI 211768156 AHRI NaN Name: 202, dtype: object | [6 empty] | IPGD460090K001K |  | 4375 |  | 4375 | 60A |  |  | OK
Day & Night | Package Units | 1 STAGE 13.4 SEER2 GAS/ELECTRIC PACKAGE UNIT | Package Unit | 5 | AHRI Model AHRI NaN Name: 203, dtype: object | [6 empty] | Description | [7 empty] | OK
Day & Night | Package Units | 1 STAGE 13.4 SEER2 GAS/ELECTRIC PACKAGE UNIT | Package Unit |  | AHRI ICPHEATER125A02 AHRI NaN Name: 204, dtype: object | [6 empty] | 5KW N/FUS HEAT KIT | [7 empty] | OK
Day & Night | Package Units | 1 STAGE 13.4 SEER2 GAS/ELECTRIC PACKAGE UNIT | Package Unit |  | AHRI ICPHEATER127A02 AHRI NaN Name: 205, dtype: object | [6 empty] | 7KW N/FUS HEAT KIT | [7 empty] | OK
Day & Night | Package Units | 1 STAGE 13.4 SEER2 GAS/ELECTRIC PACKAGE UNIT | Package Unit |  | AHRI ICPHEATER129A02 AHRI NaN Name: 206, dtype: object | [6 empty] | 10KW N/FUS HEAT KIT | [7 empty] | OK
Day & Night | Package Units | 1 STAGE 13.4 SEER2 GAS/ELECTRIC PACKAGE UNIT | Package Unit |  | AHRI ICPHEATER052B02 AHRI NaN Name: 207, dtype: object | [6 empty] | 3.8/5.0 NON FUSED ELEC HTR KIT | [7 empty] | OK
Day & Night | Package Units | 1 STAGE 13.4 SEER2 GAS/ELECTRIC PACKAGE UNIT | Package Unit |  | AHRI ICPHEATER070B02 AHRI NaN Name: 208, dtype: object | [6 empty] | 5.4/7.2 FUSED ELEC HTR KIT | [7 empty] | OK
Day & Night | Package Units | 1 STAGE 13.4 SEER2 GAS/ELECTRIC PACKAGE UNIT | Package Unit |  | AHRI ICPHEATER050B02 AHRI NaN Name: 209, dtype: object | [6 empty] | 7.5/10 FUSED ELEC HTR KIT | [7 empty] | OK
Day & Night | Heat Pump Split | MODULATING INVERTER - VARIABLE AIRFLOW - COMMUNICATING- UP TO 20 SEER2 HP | Heat Pump Split | 2 | AHRI NaN AHRI Q4 2024 Name: 210, dtype: object | IC5H2V24 | TBD | [9 empty] | TBD | ISYST0101CW |  | OK
Day & Night | Heat Pump Split | MODULATING INVERTER - VARIABLE AIRFLOW - COMMUNICATING- UP TO 20 SEER2 HP | Heat Pump Split | 3 | AHRI NaN AHRI Q4 2024 Name: 211, dtype: object | IC5H2V36 | TBD | [9 empty] | TBD | ISYST0101CW |  | OK
Day & Night | Heat Pump Split | MODULATING INVERTER - VARIABLE AIRFLOW - COMMUNICATING- UP TO 20 SEER2 HP | Heat Pump Split | 4 | AHRI NaN AHRI Q4 2024 Name: 212, dtype: object | IC5H2V48 | TBD | [9 empty] | TBD | ISYST0101CW |  | OK
Day & Night | Heat Pump Split | MODULATING INVERTER - VARIABLE AIRFLOW - COMMUNICATING- UP TO 20 SEER2 HP | Heat Pump Split | 5 | AHRI NaN AHRI Q4 2024 Name: 213, dtype: object | IC5H2V60 | TBD | [9 empty] | TBD | ISYST0101CW |  | OK
Day & Night | Heat Pump Split | 2 STAGE - INVERTER - VARIABLE AIRFLOW - COMMUNICATING- UPTO 17 SEER2 HP | Heat Pump Split | 2 | AHRI NaN AHRI 214056788.0 Name: 215, dtype: object | IC4H7T24AKAAA | IFTMA4X24L0BA | [5 empty] | 2918 | 1116 |  |  | 25A | 2 STAGE | 25c,10NH | OK
Day & Night | Heat Pump Split | 2 STAGE - INVERTER - VARIABLE AIRFLOW - COMMUNICATING- UPTO 17 SEER2 HP | Heat Pump Split | 2 | AHRI NaN AHRI 211653630.0 Name: 216, dtype: object | IC4H7T24AKAAA | IFCM4X3600AL | [5 empty] | 2918 | 1857 |  |  | 25A | ISYST0101CW | 25c,10NH | OK
Day & Night | Heat Pump Split | 2 STAGE - INVERTER - VARIABLE AIRFLOW - COMMUNICATING- UPTO 17 SEER2 HP | Heat Pump Split | 3 | AHRI NaN AHRI 214056804.0 Name: 217, dtype: object | IC4H7T36AKAAA | IFTMA4B48L0CA | [5 empty] | 3345 | 1444 |  |  | 40A | 2 STAGE | 25c,10NH | OK
Day & Night | Heat Pump Split | 2 STAGE - INVERTER - VARIABLE AIRFLOW - COMMUNICATING- UPTO 17 SEER2 HP | Heat Pump Split | 3 | AHRI NaN AHRI 214056796.0 Name: 218, dtype: object | IC4H7T36AKAAA | IFTMA4B36L0CA | [5 empty] | 3345 | 1257 |  |  | 40A | 2 STAGE | 25c,10NH | OK
Day & Night | Heat Pump Split | 2 STAGE - INVERTER - VARIABLE AIRFLOW - COMMUNICATING- UPTO 17 SEER2 HP | Heat Pump Split | 3 | AHRI NaN AHRI 211653637.0 Name: 219, dtype: object | IC4H7T36AKAAA | IFCM4X4800AL | [5 empty] | 3345 | 2237 |  |  | 40A | ISYST0101CW | 25c,10NH | OK
Day & Night | Heat Pump Split | 2 STAGE - INVERTER - VARIABLE AIRFLOW - COMMUNICATING- UPTO 17 SEER2 HP | Heat Pump Split | 4 | AHRI NaN AHRI 213280674.0 Name: 220, dtype: object | IC4H7T48AKAAA | IFTMA4B60L0DA | [5 empty] | 5418 | 1564 |  |  | 50A | 2 STAGE | 25c,10NH | OK
Day & Night | Heat Pump Split | 2 STAGE - INVERTER - VARIABLE AIRFLOW - COMMUNICATING- UPTO 17 SEER2 HP | Heat Pump Split | 4 | AHRI NaN AHRI 213280666.0 Name: 221, dtype: object | IC4H7T48AKAAA | IFTMA4B48L0CA | [5 empty] | 5418 | 1444 |  |  | 50A | 2 STAGE | 25c,10NH | OK
Day & Night | Heat Pump Split | 2 STAGE - INVERTER - VARIABLE AIRFLOW - COMMUNICATING- UPTO 17 SEER2 HP | Heat Pump Split | 4 | AHRI NaN AHRI 211653651.0 Name: 222, dtype: object | IC4H7T48AKAAA | IFCM4X6000AL | [5 empty] | 5418 | 1767 |  |  | 50A | ISYST0101CW | 25c,10NH | OK
Day & Night | Heat Pump Split | 2 STAGE - INVERTER - VARIABLE AIRFLOW - COMMUNICATING- UPTO 17 SEER2 HP | Heat Pump Split | 4 | AHRI NaN AHRI 211653658.0 Name: 223, dtype: object | IC4H7T48AKAAA | IFCM4X4800AL | [5 empty] | 5418 | 2237 |  |  | 50A | ISYST0101CW | 25c,10NH | OK
Day & Night | Heat Pump Split | 2 STAGE - INVERTER - VARIABLE AIRFLOW - COMMUNICATING- UPTO 17 SEER2 HP | Heat Pump Split | 5 | AHRI NaN AHRI 213280705.0 Name: 224, dtype: object | IC4H7T60AKAAA | IFTMA4B60L0DA | [5 empty] | 5613 | 1564 |  |  | 60A | 2 STAGE | 25c,10NH | OK
Day & Night | Heat Pump Split | 2 STAGE - INVERTER - VARIABLE AIRFLOW - COMMUNICATING- UPTO 17 SEER2 HP | Heat Pump Split | 5 | AHRI NaN AHRI 211653665.0 Name: 225, dtype: object | IC4H7T60AKAAA | IFCM4X6000AL | [5 empty] | 5613 | 1767 |  |  | 60A | ISYST0101CW | 25c,10NH | OK
Day & Night | Heat Pump Split | 1 STAGE - VARIABLE SPEED AIR FLOW - UPTO 15.2 SEER2 HP | Heat Pump Split | 2 | AHRI NaN AHRI 213280222 Name: 227, dtype: object | IC4H5S24AKAAA | IFTMA4X24L0BA | [6 empty] | 1116 |  |  | 25A | ANY | 25c,5NH | OK
Day & Night | Heat Pump Split | 1 STAGE - VARIABLE SPEED AIR FLOW - UPTO 15.2 SEER2 HP | Heat Pump Split | 2.5 | AHRI NaN AHRI 213280268 Name: 228, dtype: object | IC4H5S30AKAAA | IFTMA4B36L0CA | [5 empty] | 3212 | 1257 |  |  | 30A | ANY | 5NH | OK
Day & Night | Heat Pump Split | 1 STAGE - VARIABLE SPEED AIR FLOW - UPTO 15.2 SEER2 HP | Heat Pump Split | 3 | AHRI NaN AHRI 213280360 Name: 229, dtype: object | IC4H5S36AKAAA | IFTMA4B48L0CA | [5 empty] | 3583 | 1444 |  |  | 30A | ANY | 25c,5NH | OK
Day & Night | Heat Pump Split | 1 STAGE - VARIABLE SPEED AIR FLOW - UPTO 15.2 SEER2 HP | Heat Pump Split | 3 | AHRI NaN AHRI 213280352 Name: 230, dtype: object | IC4H5S36AKAAA | IFTMA4B36L0CA | [5 empty] | 3583 | 1257 |  |  | 30A | ANY | 5NH | OK
Day & Night | Heat Pump Split | 1 STAGE - VARIABLE SPEED AIR FLOW - UPTO 15.2 SEER2 HP | Heat Pump Split | 3.5 | AHRI NaN AHRI TBD Name: 231, dtype: object | IC4H5S42AKAAA | IFTMA4B48L0CA | [6 empty] | 1444 |  |  | 40A | ANY | 5NH | OK
Day & Night | Heat Pump Split | 1 STAGE - VARIABLE SPEED AIR FLOW - UPTO 15.2 SEER2 HP | Heat Pump Split | 4 | AHRI NaN AHRI 213280482 Name: 232, dtype: object | IC4H5S48AKAAA | IFTMA4B60L0DA | [5 empty] | 4188 | 1564 |  |  | 50A | ANY | 5NH | OK
Day & Night | Heat Pump Split | 1 STAGE - VARIABLE SPEED AIR FLOW - UPTO 15.2 SEER2 HP | Heat Pump Split | 5 | AHRI NaN AHRI TBD Name: 233, dtype: object | IC4H5S60AKAAA | IFTMA4B60L0DA | [5 empty] | 4936 | 1564 |  |  | 50A | ANY | 5NH | OK
Day & Night | Heat Pump Split | 1 STAGE - ECM MOTOR - UPTO 15.2 SEER2 HP | Heat Pump Split | 1.5 | AHRI NaN AHRI 211581372.0 Name: 235, dtype: object | IC4H5S18AKAAA | IFJMA4X30L0BB | [5 empty] | 2599 | 1083 |  |  | 20A | ANY | 25c,5NH | OK
Day & Night | Heat Pump Split | 1 STAGE - ECM MOTOR - UPTO 15.2 SEER2 HP | Heat Pump Split | 1.5 | AHRI NaN AHRI 210098805.0 Name: 236, dtype: object | IC4H5S18AKAAA | IFJMA4X24L0BC | [5 empty] | 2599 | 1034 |  |  | 20A | ANY | 5NH | OK
Day & Night | Heat Pump Split | 1 STAGE - ECM MOTOR - UPTO 15.2 SEER2 HP | Heat Pump Split | 2 | AHRI NaN AHRI 210998730.0 Name: 237, dtype: object | IC4H5S24AKAAA | IFJMA4X30L0BB | [6 empty] | 1083 |  |  | 25A | ANY | 25c,5NH | OK
Day & Night | Heat Pump Split | 1 STAGE - ECM MOTOR - UPTO 15.2 SEER2 HP | Heat Pump Split | 2 | AHRI NaN AHRI 210998598.0 Name: 238, dtype: object | IC4H5S24AKAAA | IFJMA4X24L0BC | [6 empty] | 1034 |  |  | 25A | ANY | 5NH | OK
Day & Night | Heat Pump Split | 1 STAGE - ECM MOTOR - UPTO 15.2 SEER2 HP | Heat Pump Split | 2.5 | AHRI NaN AHRI 210998637.0 Name: 239, dtype: object | IC4H5S30AKAAA | IFJMA4X36L0BB | [5 empty] | 3212 | 1100 |  |  | 30A | ANY | 25c,5NH | OK
Day & Night | Heat Pump Split | 1 STAGE - ECM MOTOR - UPTO 15.2 SEER2 HP | Heat Pump Split | 2.5 | AHRI NaN AHRI 210998634.0 Name: 240, dtype: object | IC4H5S30AKAAA | IFJMA4X30L0BB | [5 empty] | 3212 | 1083 |  |  | 30A | ANY | 5NH | OK
Day & Night | Heat Pump Split | 1 STAGE - ECM MOTOR - UPTO 15.2 SEER2 HP | Heat Pump Split | 3 | AHRI NaN AHRI 210998643.0 Name: 241, dtype: object | IC4H5S36AKAAA | IFJMA4B42L0CB | [5 empty] | 3583 | 1620 |  |  | 30A | ANY | 25c,5NH | OK
Day & Night | Heat Pump Split | 1 STAGE - ECM MOTOR - UPTO 15.2 SEER2 HP | Heat Pump Split | 3 | AHRI NaN AHRI 210998640.0 Name: 242, dtype: object | IC4H5S36AKAAA | IFJMA4X36L0BB | [5 empty] | 3583 | 1100 |  |  | 30A | ANY | 5NH | OK
Day & Night | Heat Pump Split | 1 STAGE - ECM MOTOR - UPTO 15.2 SEER2 HP | Heat Pump Split | 3.5 | AHRI NaN AHRI 211581448.0 Name: 243, dtype: object | IC4H5S42AKAAA | IFJMA4B60L0DB | [6 empty] | 1478 |  |  | 40A | ANY | 25c,5NH | OK
Day & Night | Heat Pump Split | 1 STAGE - ECM MOTOR - UPTO 15.2 SEER2 HP | Heat Pump Split | 3.5 | AHRI NaN AHRI 210998646.0 Name: 244, dtype: object | IC4H5S42AKAAA | IFJMA4B42L0CB | [6 empty] | 1620 |  |  | 40A | ANY | 5NH | OK
Day & Night | Heat Pump Split | 1 STAGE - ECM MOTOR - UPTO 15.2 SEER2 HP | Heat Pump Split | 4 | AHRI NaN AHRI 210998655.0 Name: 245, dtype: object | IC4H5S48AKAAA | IFJMA4B60L0DB | [5 empty] | 4188 | 1478 |  |  | 50A | ANY | 25c,5NH | OK
Day & Night | Heat Pump Split | 1 STAGE - ECM MOTOR - UPTO 15.2 SEER2 HP | Heat Pump Split | 4 | AHRI NaN AHRI 210998652.0 Name: 246, dtype: object | IC4H5S48AKAAA | IFJMA4B48L0CB | [5 empty] | 4188 | 1348 |  |  | 50A | ANY | 5NH | OK
Day & Night | Heat Pump Split | 1 STAGE - ECM MOTOR - UPTO 15.2 SEER2 HP | Heat Pump Split | 5 | AHRI NaN AHRI 210998658.0 Name: 247, dtype: object | IC4H5S60AKAAA | IFJMA4B60L0DB | [5 empty] | 4936 | 1478 |  |  | 50A | ANY | 5NH | OK
Day & Night | Heat Pump Split | 2 STAGE - VARIABLE AIRFLOW - UPTO 17.5 SEER2 HP | Heat Pump Split | 2 | AHRI NaN AHRI 213280563.0 Name: 249, dtype: object | IN4H7T24AKAAA | IFTMA4X24L0BA | [5 empty] | 2420 | 1116 |  |  | 25A | 2 STAGE | 25c | OK
Day & Night | Heat Pump Split | 2 STAGE - VARIABLE AIRFLOW - UPTO 17.5 SEER2 HP | Heat Pump Split | 3 | AHRI NaN AHRI 213925464.0 Name: 250, dtype: object | IN4H7T36AKAAA | IFTMA4B60L0DA | [5 empty] | 2828 | 1564 |  |  | 40A | 2 STAGE | 25c | OK
Day & Night | Heat Pump Split | 2 STAGE - VARIABLE AIRFLOW - UPTO 17.5 SEER2 HP | Heat Pump Split | 3 | AHRI NaN AHRI 213280609.0 Name: 251, dtype: object | IN4H7T36AKAAA | IFTMA4B48L0CA | [5 empty] | 2828 | 1444 |  |  | 40A | 2 STAGE | 25c | OK
Day & Night | Heat Pump Split | 2 STAGE - VARIABLE AIRFLOW - UPTO 17.5 SEER2 HP | Heat Pump Split | 3 | AHRI NaN AHRI 213280586.0 Name: 252, dtype: object | IN4H7T36AKAAA | IFTMA4B36L0CA | [5 empty] | 2828 | 1257 |  |  | 40A | 2 STAGE | 25c | OK
Day & Night | Heat Pump Split | 2 STAGE - VARIABLE AIRFLOW - UPTO 17.5 SEER2 HP | Heat Pump Split | 4 | AHRI NaN AHRI 213280655.0 Name: 253, dtype: object | IN4H7T48AKAAA | IFTMA4B60L0DA | [5 empty] | 3491 | 1564 |  |  | 50A | 2 STAGE | 25c | OK
Day & Night | Heat Pump Split | 2 STAGE - VARIABLE AIRFLOW - UPTO 17.5 SEER2 HP | Heat Pump Split | 4 | AHRI NaN AHRI 213280632.0 Name: 254, dtype: object | IN4H7T48AKAAA | IFTMA4B48L0CA | [5 empty] | 3491 | 1444 |  |  | 50A | 2 STAGE | 25c | OK
Day & Night | Heat Pump Split | 2 STAGE - VARIABLE AIRFLOW - UPTO 17.5 SEER2 HP | Heat Pump Split | 5 | AHRI NaN AHRI 213280694.0 Name: 255, dtype: object | IN4H7T60AKAAA | IFTMA4B60L0DA | [5 empty] | 3879 | 1564 |  |  | 60A | 2 STAGE | 25c | OK
Day & Night | Heat Pump Split | 1 STAGE - VARIABLE AIRFLOW- UP TO 15.5 SEER2 HP | Heat Pump Split | 1.5 | AHRI NaN AHRI 213280112.0 Name: 257, dtype: object | IN4H5S18AKAAA | IFTMA4X24L0BA | [5 empty] | 1472 | 1116 |  |  | 20A | ANY | 25c | OK
Day & Night | Heat Pump Split | 1 STAGE - VARIABLE AIRFLOW- UP TO 15.5 SEER2 HP | Heat Pump Split | 2 | AHRI NaN AHRI 213280196.0 Name: 258, dtype: object | IN4H5S24AKAAA | IFTMA4X24L0BA | [5 empty] | 1776 | 1116 |  |  | 25A | ANY |  | OK
Day & Night | Heat Pump Split | 1 STAGE - VARIABLE AIRFLOW- UP TO 15.5 SEER2 HP | Heat Pump Split | 2.5 | AHRI NaN AHRI 213280250.0 Name: 259, dtype: object | IN4H5S30AKAAA | IFTMA4B36L0CA | [5 empty] | 1818 | 1257 |  |  | 30A | ANY |  | OK
Day & Night | Heat Pump Split | 1 STAGE - VARIABLE AIRFLOW- UP TO 15.5 SEER2 HP | Heat Pump Split | 3 | AHRI NaN AHRI 213280334.0 Name: 260, dtype: object | IN4H5S36AKAAA | IFTMA4B48L0CA | [5 empty] | 2036 | 1444 |  |  | 30A | ANY | 25c | OK
Day & Night | Heat Pump Split | 1 STAGE - VARIABLE AIRFLOW- UP TO 15.5 SEER2 HP | Heat Pump Split | 3 | AHRI NaN AHRI 213280296.0 Name: 261, dtype: object | IN4H5S36AKAAA | IFTMA4B36L0CA | [5 empty] | 2036 | 1257 |  |  | 30A | ANY |  | OK
Day & Night | Heat Pump Split | 1 STAGE - VARIABLE AIRFLOW- UP TO 15.5 SEER2 HP | Heat Pump Split | 3.5 | AHRI NaN AHRI 213280426.0 Name: 262, dtype: object | IN4H5S42AKAAA | IFTMA4B60L0DA | [5 empty] | 2288 | 1564 |  |  | 40A | ANY | 25c | OK
Day & Night | Heat Pump Split | 1 STAGE - VARIABLE AIRFLOW- UP TO 15.5 SEER2 HP | Heat Pump Split | 3.5 | AHRI NaN AHRI 213280388.0 Name: 263, dtype: object | IN4H5S42AKAAA | IFTMA4B48L0CA | [5 empty] | 2288 | 1444 |  |  | 40A | ANY |  | OK
Day & Night | Heat Pump Split | 1 STAGE - VARIABLE AIRFLOW- UP TO 15.5 SEER2 HP | Heat Pump Split | 4 | AHRI NaN AHRI 213280464.0 Name: 264, dtype: object | IN4H5S48AKAAA | IFTMA4B60L0DA | [5 empty] | 2562 | 1564 |  |  | 50A | ANY |  | OK
Day & Night | Heat Pump Split | 1 STAGE - VARIABLE AIRFLOW- UP TO 15.5 SEER2 HP | Heat Pump Split | 5 | AHRI NaN AHRI 213280510.0 Name: 265, dtype: object | IN4H5S60AKAAA | IFTMA4B60L0DA | [5 empty] | 2882 | 1564 |  |  | 50A | ANY | 25c | OK
Day & Night | Heat Pump Split | 1 STAGE - ECM - UP TO 15.2 SEER2 HP | Heat Pump Split | 1.5 | AHRI NaN AHRI 211581373.0 Name: 267, dtype: object | IN4H5S18AKAAA | IFJMA4X30L0BB | [5 empty] | 1472 | 1083 |  |  | 20A | ANY | 25c | OK
Day & Night | Heat Pump Split | 1 STAGE - ECM - UP TO 15.2 SEER2 HP | Heat Pump Split | 1.5 | AHRI NaN AHRI 210098806.0 Name: 268, dtype: object | IN4H5S18AKAAA | IFJMA4X24L0BC | [5 empty] | 1472 | 1034 |  |  | 20A | ANY |  | OK
Day & Night | Heat Pump Split | 1 STAGE - ECM - UP TO 15.2 SEER2 HP | Heat Pump Split | 2 | AHRI NaN AHRI 210998790.0 Name: 269, dtype: object | IN4H5S24AKAAA | IFJMA4X30L0BB | [5 empty] | 1776 | 1083 |  |  | 25A | ANY | 25c | OK
Day & Night | Heat Pump Split | 1 STAGE - ECM - UP TO 15.2 SEER2 HP | Heat Pump Split | 2 | AHRI NaN AHRI 210998630.0 Name: 270, dtype: object | IN4H5S24AKAAA | IFJMA4X24L0BC | [5 empty] | 1776 | 1034 |  |  | 25A | ANY |  | OK
Day & Night | Heat Pump Split | 1 STAGE - ECM - UP TO 15.2 SEER2 HP | Heat Pump Split | 2.5 | AHRI NaN AHRI 210998827.0 Name: 271, dtype: object | IN4H5S30AKAAA | IFJMA4X36L0BB | [5 empty] | 1818 | 1100 |  |  | 30A | ANY | 25c | OK
Day & Night | Heat Pump Split | 1 STAGE - ECM - UP TO 15.2 SEER2 HP | Heat Pump Split | 2.5 | AHRI NaN AHRI 210998814.0 Name: 272, dtype: object | IN4H5S30AKAAA | IFJMA4X30L0BB | [5 empty] | 1818 | 1083 |  |  | 30A | ANY |  | OK
Day & Night | Heat Pump Split | 1 STAGE - ECM - UP TO 15.2 SEER2 HP | Heat Pump Split | 3 | AHRI NaN AHRI 210998851.0 Name: 273, dtype: object | IN4H5S36AKAAA | IFJMA4B42L0CB | [5 empty] | 2036 | 1620 |  |  | 30A | ANY | 25c | OK
Day & Night | Heat Pump Split | 1 STAGE - ECM - UP TO 15.2 SEER2 HP | Heat Pump Split | 3 | AHRI NaN AHRI 210998838.0 Name: 274, dtype: object | IN4H5S36AKAAA | IFJMA4X36L0BB | [5 empty] | 2036 | 1100 |  |  | 30A | ANY |  | OK
Day & Night | Heat Pump Split | 1 STAGE - ECM - UP TO 15.2 SEER2 HP | Heat Pump Split | 3.5 | AHRI NaN AHRI 211581449.0 Name: 275, dtype: object | IN4H5S42AKAAA | IFJMA4B60L0DB | [5 empty] | 2288 | 1478 |  |  | 40A | ANY | 25c | OK
Day & Night | Heat Pump Split | 1 STAGE - ECM - UP TO 15.2 SEER2 HP | Heat Pump Split | 3.5 | AHRI NaN AHRI 210998862.0 Name: 276, dtype: object | IN4H5S42AKAAA | IFJMA4B42L0CB | [5 empty] | 2288 | 1620 |  |  | 40A | ANY |  | OK
Day & Night | Heat Pump Split | 1 STAGE - ECM - UP TO 15.2 SEER2 HP | Heat Pump Split | 4 | AHRI NaN AHRI 210998899.0 Name: 277, dtype: object | IN4H5S48AKAAA | IFJMA4B60L0DB | [5 empty] | 2562 | 1478 |  |  | 50A | ANY | 25c | OK
Day & Night | Heat Pump Split | 1 STAGE - ECM - UP TO 15.2 SEER2 HP | Heat Pump Split | 4 | AHRI NaN AHRI 210998886.0 Name: 278, dtype: object | IN4H5S48AKAAA | IFJMA4B48L0CB | [5 empty] | 2562 | 1348 |  |  | 50A | ANY |  | OK
Day & Night | Heat Pump Split | 1 STAGE - ECM - UP TO 15.2 SEER2 HP | Heat Pump Split | 5 | AHRI NaN AHRI 210998910.0 Name: 279, dtype: object | IN4H5S60AKAAA | IFJMA4B60L0DB | [5 empty] | 2882 | 1478 |  |  | 50A | ANY |  | OK
Day & Night | Heat Pump Split | 1-STAGE UP TO 16 - SEER - HP (M CONDENSERS) | Heat Pump Split | 1.5 | AHRI NaN AHRI 210448295 Name: 282, dtype: object | INXH618GKP | IFJMA4X18L0AB | [5 empty] | 1862 | 1048 |  |  | 20A | ANY |  | OK
Day & Night | Heat Pump Split | 1-STAGE UP TO 16 - SEER - HP (M CONDENSERS) | Heat Pump Split | 2 | AHRI NaN AHRI 210448329 Name: 283, dtype: object | INXH624GKP | IFJMA4X24L0BC | [5 empty] | 2359 | 1034 |  |  | 25A | ANY |  | OK
Day & Night | Heat Pump Split | 1-STAGE UP TO 16 - SEER - HP (M CONDENSERS) | Heat Pump Split | 2.5 | AHRI NaN AHRI 210448431 Name: 284, dtype: object | INXH630GKP | IFJMA4X30L0BB | [5 empty] | 1300 | 1083 |  |  | 30A | ANY |  | OK
Day & Night | Heat Pump Split | 1-STAGE UP TO 16 - SEER - HP (M CONDENSERS) | Heat Pump Split | 3 | AHRI NaN AHRI TBD Name: 285, dtype: object | INXH636GKP | IFJMA4X36L0BB | [5 empty] | 1500 | 1100 |  |  | 35A | ANY |  | OK
Day & Night | Heat Pump Split | 1-STAGE UP TO 16 - SEER - HP (M CONDENSERS) | Heat Pump Split | 3.5 | AHRI NaN AHRI 210448533 Name: 286, dtype: object | INXH642GKP | IFJMA4B48L0CB | [5 empty] | 1700 | 1348 |  |  | 40A | ANY |  | OK
Day & Night | Heat Pump Split | 1-STAGE UP TO 16 - SEER - HP (M CONDENSERS) | Heat Pump Split | 3.5 | AHRI NaN AHRI 210448499 Name: 287, dtype: object | INXH642GKP | IFJMA4B42L0CB | [5 empty] | 1700 | 1620 |  |  | 40A | ANY |  | OK
Day & Night | Heat Pump Split | 1-STAGE UP TO 16 - SEER - HP (M CONDENSERS) | Heat Pump Split | 4 | AHRI NaN AHRI 210448639 Name: 288, dtype: object | INXH648GKP | IFJMA4B60L0DB | [5 empty] | 3143 | 1478 |  |  | 45A | ANY |  | OK
Day & Night | Heat Pump Split | 1-STAGE UP TO 16 - SEER - HP (M CONDENSERS) | Heat Pump Split | 4 | AHRI NaN AHRI 210448583 Name: 289, dtype: object | INXH648GKP | IFJMA4B48L0CB | [5 empty] | 3143 | 1348 |  |  | 45A | ANY |  | OK
Day & Night | Heat Pump Split | 1-STAGE UP TO 16 - SEER - HP (M CONDENSERS) | Heat Pump Split | 5 | AHRI NaN AHRI 210448695 Name: 290, dtype: object | INXH660GKP | IFJMA4B60L0DB | [5 empty] | 3560 | 1478 |  |  | 50A | ANY |  | OK
Day & Night | Heat Pump Split | 1-STAGE UPTO 15 SEER - HP (M CONDENSERS) | Heat Pump Split | 3.5 | AHRI NaN AHRI 210827169 Name: 292, dtype: object | IN4H442GKP | IFJMA4B48L0CB | [5 empty] | 1855 | 1348 |  |  | 40A | ANY |  | OK
Day & Night | Heat Pump Split | 1-STAGE UPTO 15 SEER - HP (M CONDENSERS) | Heat Pump Split | 5 | AHRI NaN AHRI 204838983 Name: 293, dtype: object | IN4H460GKP | IFJMA4B60L0DB | [5 empty] | 1600 | 1478 |  |  | 50A | ANY |  | OK
Day & Night | 80% Gas Split | COMMUNICATING - 5 STAGE CLG - 2 STAGE HTG - UP TO 20 SEER2 GAS SPLIT - MULTI-POSITION COIL | Gas Split | 2 | AHRI Q4 2024 AHRI NaN Name: 294, dtype: object | IC5A1V24 |  | TBD | TBD | [7 empty] | TBD | ISYST0101CW |  | OK
Day & Night | 80% Gas Split | COMMUNICATING - 5 STAGE CLG - 2 STAGE HTG - UP TO 20 SEER2 GAS SPLIT - MULTI-POSITION COIL | Gas Split | 3 | AHRI Q4 2024 AHRI NaN Name: 295, dtype: object | IC5A1V36 |  | TBD | TBD | [7 empty] | TBD | ISYST0101CW |  | OK
Day & Night | 80% Gas Split | COMMUNICATING - 5 STAGE CLG - 2 STAGE HTG - UP TO 20 SEER2 GAS SPLIT - MULTI-POSITION COIL | Gas Split | 4 | AHRI Q4 2024 AHRI NaN Name: 296, dtype: object | IC5A1V48 |  | TBD | TBD | [7 empty] | TBD | ISYST0101CW |  | OK
Day & Night | 80% Gas Split | COMMUNICATING - 5 STAGE CLG - 2 STAGE HTG - UP TO 20 SEER2 GAS SPLIT - MULTI-POSITION COIL | Gas Split | 5 | AHRI Q4 2024 AHRI NaN Name: 297, dtype: object | IC5A1V60 |  | TBD | TBD | [7 empty] | TBD | ISYST0101CW |  | OK
Day & Night | 80% Gas Split | COMMUNICATING - 2 STAGE CLG - 2 STAGE HTG - UP TO 17.5 SEER2 GAS SPLIT - MULTI-POSITION COIL | Gas Split | 2 | AHRI 210688401.0 AHRI NaN Name: 299, dtype: object | IC4A7T24AKAWA |  | IEVM4X31M17A | IG80CTL0701716A |  |  |  |  | 2303 | 440 |  | 20A | ISYST0101CW | 25c,10NH | OK
Day & Night | 80% Gas Split | COMMUNICATING - 2 STAGE CLG - 2 STAGE HTG - UP TO 17.5 SEER2 GAS SPLIT - MULTI-POSITION COIL | Gas Split | 2 | AHRI 213391667.0 AHRI NaN Name: 300, dtype: object | IC4A7T24AKAWA |  | IEVM4X31M17A | IG80CTL0701716B |  |  |  |  | 2303 | 440 |  | 20A | ISYST0101CW | 25c,10NH | OK
Day & Night | 80% Gas Split | COMMUNICATING - 2 STAGE CLG - 2 STAGE HTG - UP TO 17.5 SEER2 GAS SPLIT - MULTI-POSITION COIL | Gas Split | 2 | AHRI 210688406.0 AHRI NaN Name: 301, dtype: object | IC4A7T24AKAWA |  | IEVM4X31M17A | IG80CTL0451712A |  |  |  |  | 2303 | 440 |  | 20A | ISYST0101CW | 25c,10NH | OK
Day & Night | 80% Gas Split | COMMUNICATING - 2 STAGE CLG - 2 STAGE HTG - UP TO 17.5 SEER2 GAS SPLIT - MULTI-POSITION COIL | Gas Split | 2 | AHRI 213391651.0 AHRI NaN Name: 302, dtype: object | IC4A7T24AKAWA |  | IEVM4X31M17A | IG80CTL0451712B |  |  |  |  | 2303 | 440 |  | 20A | ISYST0101CW | 25c,10NH | OK
Day & Night | 80% Gas Split | COMMUNICATING - 2 STAGE CLG - 2 STAGE HTG - UP TO 17.5 SEER2 GAS SPLIT - MULTI-POSITION COIL | Gas Split | 3 | AHRI 210689515.0 AHRI NaN Name: 303, dtype: object | IC4A7T36AKAWA |  | IEVM4X44M21A | IG80CTL0902120A |  |  |  |  | 2718 | 638 |  | 35A | ISYST0101CW | 25c,10NH | OK
Day & Night | 80% Gas Split | COMMUNICATING - 2 STAGE CLG - 2 STAGE HTG - UP TO 17.5 SEER2 GAS SPLIT - MULTI-POSITION COIL | Gas Split | 3 | AHRI 213397971.0 AHRI NaN Name: 304, dtype: object | IC4A7T36AKAWA |  | IEVM4X44M21A | IG80CTL0902120B |  |  |  |  | 2718 | 638 |  | 35A | ISYST0101CW | 25c,10NH | OK
Day & Night | 80% Gas Split | COMMUNICATING - 2 STAGE CLG - 2 STAGE HTG - UP TO 17.5 SEER2 GAS SPLIT - MULTI-POSITION COIL | Gas Split | 4 | AHRI 210690299.0 AHRI NaN Name: 305, dtype: object | IC4A7T48AKAWA |  | IEVM4X61M24A | IG80CTL0902120A |  |  |  |  | 4439 | 719 |  | 40A | ISYST0101CW | 25c,10NH | OK
Day & Night | 80% Gas Split | COMMUNICATING - 2 STAGE CLG - 2 STAGE HTG - UP TO 17.5 SEER2 GAS SPLIT - MULTI-POSITION COIL | Gas Split | 4 | AHRI 213404107.0 AHRI NaN Name: 306, dtype: object | IC4A7T48AKAWA |  | IEVM4X61M24A | IG80CTL0902120B |  |  |  |  | 4439 | 719 |  | 40A | ISYST0101CW | 25c,10NH | OK
Day & Night | 80% Gas Split | COMMUNICATING - 2 STAGE CLG - 2 STAGE HTG - UP TO 17.5 SEER2 GAS SPLIT - MULTI-POSITION COIL | Gas Split | 4 | AHRI 210690247.0 AHRI NaN Name: 307, dtype: object | IC4A7T48AKAWA |  | IEVM4X60M21A | IG80CTL0902120A |  |  |  |  | 4439 | 595 |  | 40A | ISYST0101CW | 25c,10NH | OK
Day & Night | 80% Gas Split | COMMUNICATING - 2 STAGE CLG - 2 STAGE HTG - UP TO 17.5 SEER2 GAS SPLIT - MULTI-POSITION COIL | Gas Split | 4 | AHRI 213403907.0 AHRI NaN Name: 308, dtype: object | IC4A7T48AKAWA |  | IEVM4X60M21A | IG80CTL0902120B |  |  |  |  | 4439 | 595 |  | 40A | ISYST0101CW | 25c,10NH | OK
Day & Night | 80% Gas Split | COMMUNICATING - 2 STAGE CLG - 2 STAGE HTG - UP TO 17.5 SEER2 GAS SPLIT - MULTI-POSITION COIL | Gas Split | 5 | AHRI 210690934.0 AHRI NaN Name: 309, dtype: object | IC4A7T60AKAWA |  | IEVM4X61M24A | IG80CTL0902120A |  |  |  |  | 3658 | 719 |  | 50A | ISYST0101CW | 25c,10NH | OK
Day & Night | 80% Gas Split | COMMUNICATING - 2 STAGE CLG - 2 STAGE HTG - UP TO 17.5 SEER2 GAS SPLIT - MULTI-POSITION COIL | Gas Split | 5 | AHRI 213407307.0 AHRI NaN Name: 310, dtype: object | IC4A7T60AKAWA |  | IEVM4X61M24A | IG80CTL0902120B |  |  |  |  | 3658 | 719 |  | 50A | ISYST0101CW | 25c,10NH | OK
Day & Night | 80% Gas Split | COMMUNICATING - 2 STAGE CLG - 2 STAGE HTG - UP TO 17.5 SEER2 GAS SPLIT - MULTI-POSITION COIL | Gas Split | 5 | AHRI 210690924.0 AHRI NaN Name: 311, dtype: object | IC4A7T60AKAWA |  | IEVM4X60M21A | IG80CTL0902120A |  |  |  |  | 3658 | 595 |  | 50A | ISYST0101CW | 25c,10NH | OK
Day & Night | 80% Gas Split | COMMUNICATING - 2 STAGE CLG - 2 STAGE HTG - UP TO 17.5 SEER2 GAS SPLIT - MULTI-POSITION COIL | Gas Split | 5 | AHRI 213407139.0 AHRI NaN Name: 312, dtype: object | IC4A7T60AKAWA |  | IEVM4X60M21A | IG80CTL0902120B |  |  |  |  | 3658 | 595 |  | 50A | ISYST0101CW | 25c,10NH | OK
Day & Night | 80% Gas Split | 1 STAGE CLG - 1 STAGE HTG - UP TO 16.5 SEER2 GAS SPLIT - MULTI-POSITION COIL | Gas Split | 2 | AHRI 210131543.0 AHRI NaN Name: 314, dtype: object | IC4A6S24AKAWA |  | IEVM4X31M17A | IN80ESL0451712A |  |  |  |  | 1923 | 440 |  | 20A | ANY | 25c,5NH | OK
Day & Night | 80% Gas Split | 1 STAGE CLG - 1 STAGE HTG - UP TO 16.5 SEER2 GAS SPLIT - MULTI-POSITION COIL | Gas Split | 2 | AHRI 210131103.0 AHRI NaN Name: 315, dtype: object | IC4A6S24AKAWA |  | IEVM4X31M17A | IN80MSL0451714A |  |  |  |  | 1923 | 440 |  | 20A | ANY | 25c,5NH | OK
Day & Night | 80% Gas Split | 1 STAGE CLG - 1 STAGE HTG - UP TO 16.5 SEER2 GAS SPLIT - MULTI-POSITION COIL | Gas Split | 2 | AHRI 210130975.0 AHRI NaN Name: 316, dtype: object | IC4A6S24AKAWA |  | IEVM4X25M17A | IN80ESL0451712A |  |  |  |  | 1923 | 425 |  | 20A | ANY | 25c,5NH | OK
Day & Night | 80% Gas Split | 1 STAGE CLG - 1 STAGE HTG - UP TO 16.5 SEER2 GAS SPLIT - MULTI-POSITION COIL | Gas Split | 2 | AHRI 210130535.0 AHRI NaN Name: 317, dtype: object | IC4A6S24AKAWA |  | IEVM4X25M17A | IN80MSL0451714A |  |  |  |  | 1923 | 638 |  | 20A | ANY | 25c,5NH | OK
Day & Night | 80% Gas Split | 1 STAGE CLG - 1 STAGE HTG - UP TO 16.5 SEER2 GAS SPLIT - MULTI-POSITION COIL | Gas Split | 2.5 | AHRI 210036223.0 AHRI NaN Name: 318, dtype: object | IC4A6S30AKAWA |  | IEVM4X31M17A | IN80ESL0451712A |  |  |  |  | 2070 | 440 |  | 25A | ANY | 25c,5NH | OK
Day & Night | 80% Gas Split | 1 STAGE CLG - 1 STAGE HTG - UP TO 16.5 SEER2 GAS SPLIT - MULTI-POSITION COIL | Gas Split | 2.5 | AHRI 210034114.0 AHRI NaN Name: 319, dtype: object | IC4A6S30AKAWA |  | IEVM4X31M17A | IN80MSL0451714A |  |  |  |  | 2070 | 440 |  | 25A | ANY | 25c,5NH | OK
Day & Night | 80% Gas Split | 1 STAGE CLG - 1 STAGE HTG - UP TO 16.5 SEER2 GAS SPLIT - MULTI-POSITION COIL | Gas Split | 3 | AHRI 210058420.0 AHRI NaN Name: 320, dtype: object | IC4A6S36AKAWA |  | IEVM4X44M21A | IN80ESL0702116A |  |  |  |  | 2369 | 638 |  | 25A | ANY | 25c,5NH | OK
Day & Night | 80% Gas Split | 1 STAGE CLG - 1 STAGE HTG - UP TO 16.5 SEER2 GAS SPLIT - MULTI-POSITION COIL | Gas Split | 3 | AHRI 210055442.0 AHRI NaN Name: 321, dtype: object | IC4A6S36AKAWA |  | IEVM4X44M21A | IN80MSL0702116A |  |  |  |  | 2369 | 638 |  | 25A | ANY | 25c,5NH | OK
Day & Night | 80% Gas Split | 1 STAGE CLG - 1 STAGE HTG - UP TO 16.5 SEER2 GAS SPLIT - MULTI-POSITION COIL | Gas Split | 3.5 | AHRI 210082599.0 AHRI NaN Name: 322, dtype: object | IC4A6S42AKAWA |  | IEVM4X44M21A | IN80VSL0902120A |  |  |  |  | 2682 | 638 |  | 50A | ANY | 25c,5NH | OK
Day & Night | 80% Gas Split | 1 STAGE CLG - 1 STAGE HTG - UP TO 16.5 SEER2 GAS SPLIT - MULTI-POSITION COIL | Gas Split | 3.5 | AHRI 210083669.0 AHRI NaN Name: 323, dtype: object | IC4A6S42AKAWA |  | IEVM4X44M21A | IN80ESL0702116A |  |  |  |  | 2682 | 638 |  | 50A | ANY | 5NH | OK
Day & Night | 80% Gas Split | 1 STAGE CLG - 1 STAGE HTG - UP TO 16.5 SEER2 GAS SPLIT - MULTI-POSITION COIL | Gas Split | 3.5 | AHRI 210080811.0 AHRI NaN Name: 324, dtype: object | IC4A6S42AKAWA |  | IEVM4X44M21A | IN80MSL0702116A |  |  |  |  | 2682 | 638 |  | 50A | ANY | 5NH | OK
Day & Night | 80% Gas Split | 1 STAGE CLG - 1 STAGE HTG - UP TO 16.5 SEER2 GAS SPLIT - MULTI-POSITION COIL | Gas Split | 4 | AHRI 212846432.0 AHRI NaN Name: 325, dtype: object | IC4A6S48AKAWA |  | IEVM4X49M21A | IN80VSL0902120A |  |  |  |  | 3064 | 549 |  | 50A | ANY | 25c,5NH | OK
Day & Night | 80% Gas Split | 1 STAGE CLG - 1 STAGE HTG - UP TO 16.5 SEER2 GAS SPLIT - MULTI-POSITION COIL | Gas Split | 4 | AHRI 210117351.0 AHRI NaN Name: 326, dtype: object | IC4A6S48AKAWA |  | IEVM4X49M21A | IN80ESL1102120A |  |  |  |  | 3064 | 549 |  | 50A | ANY | 5NH | OK
Day & Night | 80% Gas Split | 1 STAGE CLG - 1 STAGE HTG - UP TO 16.5 SEER2 GAS SPLIT - MULTI-POSITION COIL | Gas Split | 4 | AHRI 210115123.0 AHRI NaN Name: 327, dtype: object | IC4A6S48AKAWA |  | IEVM4X49M21A | IN80MSL0902116A |  |  |  |  | 3064 | 549 |  | 50A | ANY | 25c,5NH | OK
Day & Night | 80% Gas Split | 1 STAGE CLG - 1 STAGE HTG - UP TO 16.5 SEER2 GAS SPLIT - MULTI-POSITION COIL | Gas Split | 5 | AHRI 212854183.0 AHRI NaN Name: 328, dtype: object | IC4A6S60AKAWA |  | IEVM4X61M24A | IN80VSL0902120A |  |  |  |  | 3525 | 719 |  | 50A | ANY | 5NH | OK
Day & Night | 80% Gas Split | 1 STAGE CLG - 1 STAGE HTG - UP TO 16.5 SEER2 GAS SPLIT - MULTI-POSITION COIL | Gas Split | 5 | AHRI 210126829.0 AHRI NaN Name: 329, dtype: object | IC4A6S60AKAWA |  | IEVM4X60M21A | IN80ESL1102120A |  |  |  |  | 3525 | 595 |  | 50A | ANY | 5NH | OK
Day & Night | 80% Gas Split | 1 STAGE CLG - 1 STAGE HTG - UP TO 16.5 SEER2 GAS SPLIT - MULTI-POSITION COIL | Gas Split | 5 | AHRI 210125791.0 AHRI NaN Name: 330, dtype: object | IC4A6S60AKAWA |  | IEVM4X60M21A | IN80MSL0902120A |  |  |  |  | 3525 | 595 |  | 50A | ANY | 5NH | OK
Day & Night | 80% Gas Split | 2 STAGE CLG - 2 STAGE HTG - UP TO 17.5 SEER2 GAS SPLIT - MULTI-POSITION COIL | Gas Split | 2 | AHRI 213432256.0 AHRI NaN Name: 332, dtype: object | IN4A7T24AKAWA |  | IEVM4X31M17A | IG80CTL0701716A |  |  |  |  | 1807 | 440 |  | 20A | 2 STAGE | 25c | OK
Day & Night | 80% Gas Split | 2 STAGE CLG - 2 STAGE HTG - UP TO 17.5 SEER2 GAS SPLIT - MULTI-POSITION COIL | Gas Split | 2 | AHRI 213432256.0 AHRI NaN Name: 333, dtype: object | IN4A7T24AKAWA |  | IEVM4X31M17A | IG80CTL0701716B |  |  |  |  | 1807 | 440 |  | 20A | 2 STAGE | 25c | OK
Day & Night | 80% Gas Split | 2 STAGE CLG - 2 STAGE HTG - UP TO 17.5 SEER2 GAS SPLIT - MULTI-POSITION COIL | Gas Split | 3 | AHRI 209987784.0 AHRI NaN Name: 334, dtype: object | IN4A7T36AKAWA |  | IEVM4X44M21A | IG80CTL0902120A |  |  |  |  | 2150 | 638 |  | 35A | 2 STAGE | 25c | OK
Day & Night | 80% Gas Split | 2 STAGE CLG - 2 STAGE HTG - UP TO 17.5 SEER2 GAS SPLIT - MULTI-POSITION COIL | Gas Split | 3 | AHRI 213432640.0 AHRI NaN Name: 335, dtype: object | IN4A7T36AKAWA |  | IEVM4X44M21A | IG80CTL0902120B |  |  |  |  | 2150 | 638 |  | 35A | 2 STAGE | 25c | OK
Day & Night | 80% Gas Split | 2 STAGE CLG - 2 STAGE HTG - UP TO 17.5 SEER2 GAS SPLIT - MULTI-POSITION COIL | Gas Split | 4 | AHRI 209985394.0 AHRI NaN Name: 336, dtype: object | IN4A7T48AKAWA |  | IEVM4X60M21A | IG80CTL0902120A |  |  |  |  | 2682 | 595 |  | 40A | 2 STAGE | 25c | OK
Day & Night | 80% Gas Split | 2 STAGE CLG - 2 STAGE HTG - UP TO 17.5 SEER2 GAS SPLIT - MULTI-POSITION COIL | Gas Split | 4 | AHRI 213400706.0 AHRI NaN Name: 337, dtype: object | IN4A7T48AKAWA |  | IEVM4X49M21A | IG80CTL0902120B |  |  |  |  | 2682 | 549 |  | 40A | 2 STAGE | 25c | OK
Day & Night | 80% Gas Split | 2 STAGE CLG - 2 STAGE HTG - UP TO 17.5 SEER2 GAS SPLIT - MULTI-POSITION COIL | Gas Split | 5 | AHRI 209982379.0 AHRI NaN Name: 338, dtype: object | IN4A7T60AKAWA |  | IEVM4X60M21A | IG80CTL0902120A |  |  |  |  | 2786 | 595 |  | 50A | 2 STAGE |  | OK
Day & Night | 80% Gas Split | 2 STAGE CLG - 2 STAGE HTG - UP TO 17.5 SEER2 GAS SPLIT - MULTI-POSITION COIL | Gas Split | 5 | AHRI 213405514.0 AHRI NaN Name: 339, dtype: object | IN4A7T60AKAWA |  | IEVM4X61M24A | IG80CTL0902120B |  |  |  |  | 2786 | 719 |  | 50A | 2 STAGE | 25c | OK
Day & Night | 80% Gas Split | 2 STAGE CLG - 1 STAGE HEAT - VARIABLE AIRFLOW UP TO 17.5 SEER2 GAS SPLIT - MULTI-POSITION COIL | Gas Split | 2 | AHRI 209994594.0 AHRI NaN Name: 341, dtype: object | IN4A7T24AKAWA |  | IEVM4X31M17A | IN80VSL0701716A |  |  |  |  | 1807 | 440 |  | 20A | 2 STAGE | 25c | OK
Day & Night | 80% Gas Split | 2 STAGE CLG - 1 STAGE HEAT - VARIABLE AIRFLOW UP TO 17.5 SEER2 GAS SPLIT - MULTI-POSITION COIL | Gas Split | 3 | AHRI 209987630.0 AHRI NaN Name: 342, dtype: object | IN4A7T36AKAWA |  | IEVM4X44M21A | IN80VSL0701716A |  |  |  |  | 2150 | 638 |  | 35A | 2 STAGE | 25c | OK
Day & Night | 80% Gas Split | 2 STAGE CLG - 1 STAGE HEAT - VARIABLE AIRFLOW UP TO 17.5 SEER2 GAS SPLIT - MULTI-POSITION COIL | Gas Split | 3 | AHRI 209986551.0 AHRI NaN Name: 343, dtype: object | IN4A7T36AKAWA |  | IEVM4X36M17A | IN80VSL0701716A |  |  |  |  | 2150 | 518 |  | 35A | 2 STAGE | 25c | OK
Day & Night | 80% Gas Split | 2 STAGE CLG - 1 STAGE HEAT - VARIABLE AIRFLOW UP TO 17.5 SEER2 GAS SPLIT - MULTI-POSITION COIL | Gas Split | 4 | AHRI 209984572.0 AHRI NaN Name: 344, dtype: object | IN4A7T48AKAWA |  | IEVM4X49M21A | IN80VSL0902120A |  |  |  |  | 2682 | 549 |  | 40A | 2 STAGE | 25c | OK
Day & Night | 80% Gas Split | 2 STAGE CLG - 1 STAGE HEAT - VARIABLE AIRFLOW UP TO 17.5 SEER2 GAS SPLIT - MULTI-POSITION COIL | Gas Split | 4 | AHRI 213229195.0 AHRI NaN Name: 345, dtype: object | IN4A7T48AKAWA |  | IEVM4X49M21A | IN80VSL0902120B |  |  |  |  | 2682 | 549 |  | 40A | 2 STAGE | 25c | OK
Day & Night | 80% Gas Split | 2 STAGE CLG - 1 STAGE HEAT - VARIABLE AIRFLOW UP TO 17.5 SEER2 GAS SPLIT - MULTI-POSITION COIL | Gas Split | 5 | AHRI 209981935.0 AHRI NaN Name: 346, dtype: object | IN4A7T60AKAWA |  | IEVM4X61M24A | IN80VSL0902120A |  |  |  |  | 2786 | 719 |  | 50A | 2 STAGE |  | OK
Day & Night | 80% Gas Split | 2 STAGE CLG - 1 STAGE HEAT - VARIABLE AIRFLOW UP TO 17.5 SEER2 GAS SPLIT - MULTI-POSITION COIL | Gas Split | 5 | AHRI 213235594.0 AHRI NaN Name: 347, dtype: object | IN4A7T60AKAWA |  | IEVM4X60M21A | IN80VSL0902120B |  |  |  |  | 2786 | 595 |  | 50A | 2 STAGE |  | OK
Day & Night | 80% Gas Split | 1 STAGE UP TO 16 SEER2 GAS SPLIT - MULTI-POSITION COIL | Gas Split | 1.5 | AHRI 210001807 AHRI NaN Name: 349, dtype: object | IN4A5S18AKAWA |  | IEVM4X25M17A | IN80MSL0451714A |  |  |  |  | 1129 | 425 |  | 20A | ANY | 25c | OK
Day & Night | 80% Gas Split | 1 STAGE UP TO 16 SEER2 GAS SPLIT - MULTI-POSITION COIL | Gas Split | 2 | AHRI 210018690 AHRI NaN Name: 350, dtype: object | IN4A5S24AKAWA |  | IEVM4X31M17A | IN80MSL0451714A |  |  |  |  | 1218 | 440 |  | 20A | ANY | 25c | OK
Day & Night | 80% Gas Split | 1 STAGE UP TO 16 SEER2 GAS SPLIT - MULTI-POSITION COIL | Gas Split | 2 | AHRI 210016320 AHRI NaN Name: 351, dtype: object | IN4A5S24AKAWA |  | IEVM4X25M17A | IN80MSL0451714A |  |  |  |  | 1218 | 425 |  | 20A | ANY |  | OK
Day & Night | 80% Gas Split | 1 STAGE UP TO 16 SEER2 GAS SPLIT - MULTI-POSITION COIL | Gas Split | 2.5 | AHRI 210034198 AHRI NaN Name: 352, dtype: object | IN4A5S30AKAWA |  | IEVM4X31M17A | IN80MSL0701712A |  |  |  |  | 1311 | 440 |  | 25A | ANY | 25c | OK
Day & Night | 80% Gas Split | 1 STAGE UP TO 16 SEER2 GAS SPLIT - MULTI-POSITION COIL | Gas Split | 2.5 | AHRI 210045723 AHRI NaN Name: 353, dtype: object | IN4A5S30AKAWA |  | IEVM4X30M17A | IN80MSL0701712A |  |  |  |  | 1311 | 433 |  | 25A | ANY |  | OK
Day & Night | 80% Gas Split | 1 STAGE UP TO 16 SEER2 GAS SPLIT - MULTI-POSITION COIL | Gas Split | 3 | AHRI 210058421 AHRI NaN Name: 354, dtype: object | IN4A5S36AKAWA |  | IEVM4X44M21A | IN80ESL0702116A |  |  |  |  | 1501 | 638 |  | 30A | ANY | 25c | OK
Day & Night | 80% Gas Split | 1 STAGE UP TO 16 SEER2 GAS SPLIT - MULTI-POSITION COIL | Gas Split | 3 | AHRI 210055486 AHRI NaN Name: 355, dtype: object | IN4A5S36AKAWA |  | IEVM4X44M21A | IN80MSL0702116A |  |  |  |  | 1501 | 638 |  | 30A | ANY | 25c | OK
Day & Night | 80% Gas Split | 1 STAGE UP TO 16 SEER2 GAS SPLIT - MULTI-POSITION COIL | Gas Split | 3 | AHRI 210053627 AHRI NaN Name: 356, dtype: object | IN4A5S36AKAWA |  | IEVM4X36M17A | IN80MSL0701712A |  |  |  |  | 1501 | 518 |  | 30A | ANY |  | OK
Day & Night | 80% Gas Split | 1 STAGE UP TO 16 SEER2 GAS SPLIT - MULTI-POSITION COIL | Gas Split | 3.5 | AHRI 210083670 AHRI NaN Name: 357, dtype: object | IN4A5S42AKAWA |  | IEVM4X44M21A | IN80ESL0702116A |  |  |  |  | 1688 | 638 |  | 35A | ANY |  | OK
Day & Night | 80% Gas Split | 1 STAGE UP TO 16 SEER2 GAS SPLIT - MULTI-POSITION COIL | Gas Split | 3.5 | AHRI 210080895 AHRI NaN Name: 358, dtype: object | IN4A5S42AKAWA |  | IEVM4X44M21A | IN80MSL0902116A |  |  |  |  | 1688 | 638 |  | 35A | ANY |  | OK
Day & Night | 80% Gas Split | 1 STAGE UP TO 16 SEER2 GAS SPLIT - MULTI-POSITION COIL | Gas Split | 3.5 | AHRI 210105572 AHRI NaN Name: 359, dtype: object | IN4A5S42AKAWA |  | IEVM4X48M21A | IN80MSL0902116A |  |  |  |  | 1688 | 543 |  | 35A | ANY |  | OK
Day & Night | 80% Gas Split | 1 STAGE UP TO 16 SEER2 GAS SPLIT - MULTI-POSITION COIL | Gas Split | 4 | AHRI 210117352 AHRI NaN Name: 360, dtype: object | IN4A5S48AKAWA |  | IEVM4X49M21A | IN80ESL1102120A |  |  |  |  | 1825 | 549 |  | 35A | ANY |  | OK
Day & Night | 80% Gas Split | 1 STAGE UP TO 16 SEER2 GAS SPLIT - MULTI-POSITION COIL | Gas Split | 4 | AHRI 210122191 AHRI NaN Name: 361, dtype: object | IN4A5S48AKAWA |  | IEVM4X48M21A | IN80ESL1102120A |  |  |  |  | 1825 | 543 |  | 35A | ANY |  | OK
Day & Night | 80% Gas Split | 1 STAGE UP TO 16 SEER2 GAS SPLIT - MULTI-POSITION COIL | Gas Split | 4 | AHRI 210115124 AHRI NaN Name: 362, dtype: object | IN4A5S48AKAWA |  | IEVM4X49M21A | IN80MSL0902116A |  |  |  |  | 1825 | 549 |  | 35A | ANY |  | OK
Day & Night | 80% Gas Split | 1 STAGE UP TO 16 SEER2 GAS SPLIT - MULTI-POSITION COIL | Gas Split | 4 | AHRI 210120362 AHRI NaN Name: 363, dtype: object | IN4A5S48AKAWA |  | IEVM4X48M21A | IN80MSL0902116A |  |  |  |  | 1825 | 543 |  | 35A | ANY |  | OK
Day & Night | 80% Gas Split | 1 STAGE UP TO 16 SEER2 GAS SPLIT - MULTI-POSITION COIL | Gas Split | 5 | AHRI 210126830 AHRI NaN Name: 364, dtype: object | IN4A5S60AKAWA |  | IEVM4X60M21A | IN80ESL1102120A |  |  |  |  | 2156 | 595 |  | 40A | ANY |  | OK
Day & Night | 80% Gas Split | 1 STAGE UP TO 16 SEER2 GAS SPLIT - MULTI-POSITION COIL | Gas Split | 5 | AHRI 210125792 AHRI NaN Name: 365, dtype: object | IN4A5S60AKAWA |  | IEVM4X60M21A | IN80MSL0902120A |  |  |  |  | 2156 | 595 |  | 40A | ANY |  | OK
Day & Night | Mobile Home | N SERIES - 1 STAGE - MOBILE HOME - UPTO 14.3SEER2 GAS SPLIT - VERTICAL POSITION COIL | Mobile Home | 2 | AHRI 210589372.0 AHRI NaN Name: 366, dtype: object | N4A5S24AKAWA | SE7ED010 | S1836S4A | SMG1E056A | [10 empty] | OK
Day & Night | Mobile Home | N SERIES - 1 STAGE - MOBILE HOME - UPTO 14.3SEER2 GAS SPLIT - VERTICAL POSITION COIL | Mobile Home | 2.5 | AHRI 210589371.0 AHRI NaN Name: 367, dtype: object | N4A5S30AKAWA | SE7ED010 | S1829S4A | SMG1E056A | [10 empty] | OK
Day & Night | Mobile Home | N SERIES - 1 STAGE - MOBILE HOME - UPTO 14.3SEER2 GAS SPLIT - VERTICAL POSITION COIL | Mobile Home | 3 | AHRI 210589370.0 AHRI NaN Name: 368, dtype: object | N4A5S36AKAWA | SE7ED010 | S1829S4A | SMG1E056A | [10 empty] | OK
Day & Night | Mobile Home | N SERIES - 1 STAGE - MOBILE HOME - UPTO 14.3SEER2 GAS SPLIT - VERTICAL POSITION COIL | Mobile Home | 3.5 | AHRI NaN AHRI NaN Name: 369, dtype: object | N4A5S42AKAWA | SE7ED010 | M98887Y0P | SMG1E056A | [10 empty] | OK
Day & Night | Mobile Home | N SERIES - 1 STAGE - MOBILE HOME - UPTO 14.3SEER2 GAS SPLIT - VERTICAL POSITION COIL | Mobile Home | 4 | AHRI NaN AHRI NaN Name: 370, dtype: object | N4A5S48AKAWA | SE7ED010 | M98887Y0P | SMG1E056A | [10 empty] | OK
Day & Night | Mobile Home | N SERIES - 1 STAGE - MOBILE HOME - UPTO 14.3SEER2 GAS SPLIT - VERTICAL POSITION COIL | Mobile Home | 5 | AHRI NaN AHRI NaN Name: 371, dtype: object | N4A5S60AKAWA | **** SE7ED010 + Blwr Kit | M98887Y0P | [11 empty] | OK
Day & Night | Mobile Home | R SERIES - 1 STAGE - MOBILE HOME - UPTO 14.3SEER2 GAS SPLIT - VERTICAL POSITION COIL | Mobile Home | 2 | AHRI 210589365 AHRI NaN Name: 373, dtype: object | R4A5S24AKAWA | SE7ED010 | S1836S4A | SMG1E056A | [10 empty] | OK
Day & Night | Mobile Home | R SERIES - 1 STAGE - MOBILE HOME - UPTO 14.3SEER2 GAS SPLIT - VERTICAL POSITION COIL | Mobile Home | 2.5 | AHRI 210589374 AHRI NaN Name: 374, dtype: object | R4A5S30AKAWA | SE7ED010 | S1829S4A | SMG1E056A | [10 empty] | OK
Day & Night | Mobile Home | R SERIES - 1 STAGE - MOBILE HOME - UPTO 14.3SEER2 GAS SPLIT - VERTICAL POSITION COIL | Mobile Home | 3 | AHRI 210589364 AHRI NaN Name: 375, dtype: object | R4A5S36AKAWA | SE7ED010 | S1829S4A | SMG1E056A | [10 empty] | OK
Day & Night | Mobile Home | R SERIES - 1 STAGE - MOBILE HOME - UPTO 14.3SEER2 GAS SPLIT - VERTICAL POSITION COIL | Mobile Home | 3.5 | AHRI NaN AHRI NaN Name: 376, dtype: object | R4A5S42AKAWA | SE7ED010 | M98887Y0P | SMG1E056A | [10 empty] | OK
Day & Night | Mobile Home | R SERIES - 1 STAGE - MOBILE HOME - UPTO 14.3SEER2 GAS SPLIT - VERTICAL POSITION COIL | Mobile Home | 4 | AHRI NaN AHRI NaN Name: 377, dtype: object | R4A5S48AKAWA | SE7ED010 | M98887Y0P | SMG1E056A | [10 empty] | OK
Day & Night | Mobile Home | R SERIES - 1 STAGE - MOBILE HOME - UPTO 14.3SEER2 GAS SPLIT - VERTICAL POSITION COIL | Mobile Home | 5 | AHRI NaN AHRI NaN Name: 378, dtype: object | R4A5S60AKAWA | **** SE7ED010 + Blwr Kit | M98887Y0P | [11 empty] | OK
Day & Night | Mobile Home | R SERIES - 1 STAGE - MOBILE HOME - UPTO 14.3SEER2 GAS SPLIT - VERTICAL POSITION COIL | Mobile Home | 5 | AHRI AHRI # AHRI NaN Name: 380, dtype: object | Cond M/N | Air Handler | MH Coil M/N | Furnace | [10 empty] | OK
Day & Night | Mobile Home | R SERIES - 1 STAGE - MOBILE HOME - UPTO 14.3SEER2 GAS SPLIT - VERTICAL POSITION COIL | Mobile Home | 5 | AHRI 210409947 AHRI NaN Name: 381, dtype: object | N4A5S60*K*WAA* | **** SE7ED010 + Blwr Kit | M98887Y0P | [11 empty] | OK
Day & Night | Mobile Home | R SERIES - 1 STAGE - MOBILE HOME - UPTO 14.3SEER2 GAS SPLIT - VERTICAL POSITION COIL | Mobile Home | 4 | AHRI 210409950 AHRI NaN Name: 382, dtype: object | N4A5S48*K*WAA* | SE7ED010 | M98887Y0P | SMG1E056A | [10 empty] | OK
Day & Night | Mobile Home | R SERIES - 1 STAGE - MOBILE HOME - UPTO 14.3SEER2 GAS SPLIT - VERTICAL POSITION COIL | Mobile Home | 3.5 | AHRI 210409951 AHRI NaN Name: 383, dtype: object | N4A5S42*K*WAA* | SE7ED010 | M98887Y0P | SMG1E056A | [10 empty] | OK
Day & Night | Mobile Home | R SERIES - 1 STAGE - MOBILE HOME - UPTO 14.3SEER2 GAS SPLIT - VERTICAL POSITION COIL | Mobile Home | 2.5 | AHRI 210409953 AHRI NaN Name: 384, dtype: object | N4A5S30*K*WAA* | SE7ED010 | M988G7Y0P | SMG1E056A | [10 empty] | OK
Day & Night | Mobile Home | R SERIES - 1 STAGE - MOBILE HOME - UPTO 14.3SEER2 GAS SPLIT - VERTICAL POSITION COIL | Mobile Home | 2.5 | AHRI 210409954 AHRI NaN Name: 385, dtype: object | N4A5S30*K*WAA* | SE7ED010 | M96884D0P | SMG1E056A | [10 empty] | OK
Day & Night | Mobile Home | R SERIES - 1 STAGE - MOBILE HOME - UPTO 14.3SEER2 GAS SPLIT - VERTICAL POSITION COIL | Mobile Home | 3 | AHRI 210409957 AHRI NaN Name: 386, dtype: object | N4A5S36*K*WAA* | SE7ED010 | M96884D0P | SMG1E056A | [10 empty] | OK
Day & Night | Mobile Home | R SERIES - 1 STAGE - MOBILE HOME - UPTO 14.3SEER2 GAS SPLIT - VERTICAL POSITION COIL | Mobile Home | 3 | AHRI 210409958 AHRI NaN Name: 387, dtype: object | N4A5S36*K*WAA* | SE7ED010 | M988G7Y0P | SMG1E056A | [10 empty] | OK
Day & Night | Mobile Home | Downflow MH Heat Pumps | Mobile Home | 5 | AHRI NaN AHRI 211094799 Name: 390, dtype: object | N4H5S60*K*AAA* | ME30B5D015AAA |  |  |  | M988810Z0P | [8 empty] | OK
Day & Night | Mobile Home | Downflow MH Heat Pumps | Mobile Home | 4 | AHRI NaN AHRI 211094800 Name: 391, dtype: object | N4H5S48*K*AAA* | ME30B5D015AAA |  |  |  | M98887Y0P | [8 empty] | OK
Day & Night | Mobile Home | Downflow MH Heat Pumps | Mobile Home | 3.5 | AHRI NaN AHRI 211094801 Name: 392, dtype: object | N4H5S42*K*AAA* | ME30B4D010AAA |  |  |  | M98887Y0P | [8 empty] | OK
Day & Night | Mobile Home | Downflow MH Heat Pumps | Mobile Home | 3 | AHRI NaN AHRI 211094804 Name: 393, dtype: object | N4H5S36*K*AAA* | ME30B4D010AAA |  |  |  | M96884D0P | [8 empty] | OK
Day & Night | Mobile Home | Downflow MH Heat Pumps | Mobile Home | 2.5 | AHRI NaN AHRI 211094806 Name: 394, dtype: object | N4H5S30*K*AAA* | ME30B4D010AAA |  |  |  | M96884D0P | [8 empty] | OK
Day & Night | Mobile Home | Downflow MH Heat Pumps | Mobile Home | 2.5 | AHRI NaN AHRI Alt Gas Furnaces Name: 395, dtype: object |  | Air Handler | [12 empty] | OK
Day & Night | Mobile Home | Downflow MH Heat Pumps | Mobile Home | 2.5 | AHRI NaN AHRI SMG1E070A Name: 396, dtype: object |  | ME30B4D010AAA | [12 empty] | OK
Day & Night | Mobile Home | Downflow MH Heat Pumps | Mobile Home | 2.5 | AHRI NaN AHRI SMG1E090A Name: 397, dtype: object |  | ME30B4D010AAA | [12 empty] | OK
Day & Night | Mobile Home | Downflow MH Heat Pumps | Mobile Home | 2.5 | AHRI NaN AHRI NaN Name: 398, dtype: object |  | ME30B5D015AAA | [12 empty] | OK
Day & Night | Mobile Home | Downflow MH Heat Pumps | Mobile Home | 2.5 | AHRI NaN AHRI Alt Air Handlers Name: 399, dtype: object |  | Coil | [12 empty] | OK
Day & Night | Mobile Home | Downflow MH Heat Pumps | Mobile Home | 2.5 | AHRI NaN AHRI SE7ED015 Name: 400, dtype: object |  | M96884D0P | [12 empty] | OK
Day & Night | Mobile Home | Downflow MH Heat Pumps | Mobile Home | 2.5 | AHRI NaN AHRI SE7ED020 Name: 401, dtype: object |  | M98857Y0P | [12 empty] | OK
Day & Night | Mobile Home | Downflow MH Heat Pumps | Mobile Home | 2.5 | AHRI NaN AHRI NaN Name: 402, dtype: object |  | M98887Y0P | [12 empty] | OK
Day & Night | Mobile Home | Downflow MH Heat Pumps | Mobile Home | 2.5 | AHRI NaN AHRI Alt Air Handlers (Upflow) Name: 403, dtype: object |  | M988810Z0P | [12 empty] | OK
AC Pro | AC Pro (AZ) - Guide |  | System | [8 empty] | FURN-M-L1A40V12A |  |  |  | 847.16 |  |  | PDF p14: FURN-M-L1A40V12A 14.5 28.5 33.75 40k 2T 83933 $847.16 | OK
AC Pro | AC Pro (AZ) - Guide |  | System | 5 | [7 empty] | FURN-M-L1A60V12A |  |  |  | 816.42 |  |  | PDF p14: FURN-M-L1A60V12A 14.5 28.5 33.75 60k 3-4T 85054 $816.42 | OK
AC Pro | AC Pro (AZ) - Guide |  | System | [8 empty] | FURN-M-L1B80V16A |  |  |  | 929.85 |  |  | PDF p14: FURN-M-L1B80V16A 17.5 28.5 33.75 80k 4-5T 85055 $929.85 | OK
AC Pro | AC Pro (AZ) - Guide |  | System | [8 empty] | FURN-M-L1C100V20A |  |  |  | 1068.65 |  |  | PDF p14: FURN-M-L1C100V20A 21 28.5 33.75 100k 5T 85056 $1,068.65 Warranty: | OK
AC Pro | AC Pro (AZ) - Guide |  | System | 5 | [7 empty] | FURN-M-R2B60V12A |  |  |  | 1480.6 |  |  | PDF p14: FURN-M-R2B60V12A 17.5 28.75 33.75 60k 3-4T 85057 $1,480.60 | OK
AC Pro | AC Pro (AZ) - Guide |  | System | [8 empty] | FURN-M-R2B80V12A |  |  |  | 1633.43 |  |  | PDF p14: FURN-M-R2B80V12A 17.5 28.75 33.75 80k 4-5T 83935 $1,633.43 | OK
AC Pro | AC Pro (AZ) - Guide |  | System | [8 empty] | FURN-M-R2C100V20A |  |  |  | 1711.94 |  |  | PDF p14: FURN-M-R2C100V20A 21 28.75 33.75 100k 5T 85059 $1,711.94 | OK
AC Pro | AC Pro (AZ) - Guide |  | System | [8 empty] | FURN-M-R2C80V16A |  |  |  | 1659.7 |  |  | PDF p14: FURN-M-R2C80V16A 21 28.75 33.75 80k 4-5T 85058 $1,659.70 | OK
AC Pro | AC Pro (AZ) - Guide |  | System | 2 | 214303036 | [6 empty] | PKGE-M-024L1060BB |  |  |  | 2771.62 |  |  | PDF p12: PKGE-M-024L1060BB 2.0 Ton 24K 60k 18.8/25 13.4 11.0 214303036 50.7 46.5 35.1 $2,771.62 | OK
AC Pro | AC Pro (AZ) - Guide |  | System | 2.5 | 214303039 | [6 empty] | PKGE-M-030L1060BB |  |  |  | 2886.49 |  |  | PDF p12: PKGE-M-030L1060BB 2.5 Ton 30K 60k 21.5/30 13.4 11.0 214303039 50.7 46.5 35.1 $2,886.49 | OK
AC Pro | AC Pro (AZ) - Guide |  | System | 3 | 214303041 | [6 empty] | PKGE-M-036L1090BB |  |  |  | 3118.92 |  |  | PDF p12: PKGE-M-036L1090BB 3.0 Ton 36K 90k 25.2/40 13.4 11.0 214303041 50.7 46.5 35.1 $3,118.92 | OK
AC Pro | AC Pro (AZ) - Guide |  | System | 3.5 | 214303041 | [6 empty] | PKGE-M-042L1090BB |  |  |  | 3375.68 |  |  | PDF p12: PKGE-M-042L1090BB 3.5 Ton 42K 90k 29.9/45 13.4 11.0 214303041 51.6 49.75 44.8 $3,375.68 | OK
AC Pro | AC Pro (AZ) - Guide |  | System | 4 | 214303037 | [6 empty] | PKGE-M-048L1090BB |  |  |  | 3387.84 |  |  | PDF p12: PKGE-M-048L1090BB 4.0 Ton 48K 90 36.4/50 13.4 11.0 214303037 51.6 49.75 44.8 $3,387.84 | OK
AC Pro | AC Pro (AZ) - Guide |  | System | 5 | 214303038 | [6 empty] | PKGE-M-060L1090BB |  |  |  | 4259.46 |  |  | PDF p12: PKGE-M-060L1090BB 5.0 Ton 60K 90k 41.4/60 13.4 11.0 214303038 51.6 49.75 44.8 $4,259.46 | OK
AC Pro | AC Pro (AZ) - Guide |  | System | 5 | 214303038 | [6 empty] | PKGE-M-060L1110BB |  |  |  | 4036.49 |  |  | PDF p12: PKGE-M-060L1110BB 5.0 Ton 60K 110k 41.4/60 13.4 11.0 214303038 51.6 49.75 44.8 $4,036.49 | OK
AC Pro | AC Pro (AZ) - Guide |  | System | 4 | 216619261 | [6 empty] | PKHP-M-0241BB |  |  |  | 2923.48 |  |  | PDF p13: PKHP-M-0241BB 2.0 Ton 22K 22K 18/25 13.4 11.0 6.7 216619261 50.8 35.1 46.7 $2,923.48 | OK
AC Pro | AC Pro (AZ) - Guide |  | System |  | 216619263 | [6 empty] | PKHP-M-0361BB |  |  |  | 3095.65 |  |  | PDF p13: PKHP-M-0361BB 3.0 Ton 34K 34K 28/35 13.4 11.0 6.7 216619263 50.8 35.1 46.7 $3,095.65 | OK
AC Pro | AC Pro (AZ) - Guide |  | System |  | 216619265 | [6 empty] | PKHP-M-0481BB |  |  |  | 3810.43 |  |  | PDF p13: PKHP-M-0481BB 4.0 Ton 45K 46K 34/45 13.4 11.0 6.7 216619265 51.6 44.8 51.5 $3,810.43 | OK
AC Pro | AC Pro (AZ) - Guide |  | System |  | 216619266 | [6 empty] | PKHP-M-0601BB |  |  |  | 4088.69 |  |  | PDF p13: PKHP-M-0601BB 5.0 Ton 56K 57K 43/50 13.4 11.0 6.7 216619266 51.6 44.8 51.5 $4,088.69 | OK
AC Pro | AC Pro (AZ) - Guide |  | System |  | 216619267 | [6 empty] | PKHP-M-0601CB |  |  |  | 4309.57 |  |  | PDF p13: PKHP-M-0601CB 5.0 Ton 3-Phase 55K 57K 29/40 13.4 11.0 6.7 216619267 51.6 44.8 51.5 $4,309.57 | OK
AC Pro | AC Pro (AZ) - Guide |  | System | 2 | 216619255 | [6 empty] | PKHP-P-0241BB |  |  |  | 2260.59 |  |  | PDF p13: PKHP-P-0241BB 2 22K 22K 18/25 13.4 11.0 6.7 216619255 37.75 52 24.8 $2,260.59 | OK
AC Pro | AC Pro (AZ) - Guide |  | System | 2 | 216619256 | [6 empty] | PKHP-P-0301BB |  |  |  | 2731.76 |  |  | PDF p13: PKHP-P-0301BB 2.5 28K 28K 24/30 13.4 11.0 6.7 216619256 37.75 52 24.8 $2,731.76 | OK
AC Pro | AC Pro (AZ) - Guide |  | System | 2 | 216619257 | [6 empty] | PKHP-P-0361BB |  |  |  | 2786.47 |  |  | PDF p13: PKHP-P-0361BB 3 34K 34K 27/35 13.4 11.2 6.7 216619257 37.75 52 24.8 $2,786.47 | OK
AC Pro | AC Pro (AZ) - Guide |  | System | 2.5 | 216619258 | [6 empty] | PKHP-P-0421BB |  |  |  | 3202.94 |  |  | PDF p13: PKHP-P-0421BB 3.5 40K 40K 30/40 13.4 11.2 6.7 216619258 42.1 58.5 33.1 $3,202.94 | OK
AC Pro | AC Pro (AZ) - Guide |  | System | 3 | 216619259 | [6 empty] | PKHP-P-0481BB |  |  |  | 3624.7 |  |  | PDF p13: PKHP-P-0481BB 4 46K 46K 36/45 13.4 11.4 6.7 216619259 42.1 58.5 33.1 $3,624.70 | OK
AC Pro | AC Pro (AZ) - Guide |  | System | 4 | 216619260 | [6 empty] | PKHP-P-0601BB |  |  |  | 3852.35 |  |  | PDF p13: PKHP-P-0601BB 5 56K 56K 48.6/60 13.4 11.0 6.7 216619260 42.1 58.5 33.1 $3,852.35 | OK
AC Pro | AC Pro (AZ) - Guide |  | System | 2 | 217469239 | [6 empty] | PKHP-X-024VBC |  |  |  | 5030.26 |  |  | PDF p19: PKHP-X-024VBC 2.0 Ton 24K 24K 35/40 18 11.7 8.8 217469239 44 35.44 49.25 $5,030.26 | OK
AC Pro | AC Pro (AZ) - Guide |  | System | 3 | 217469237 | [6 empty] | PKHP-X-036VBC |  |  |  | 5030.26 |  |  | PDF p19: PKHP-X-036VBC 3.0 Ton 36K 36K 35/40 18 11.2 8.5 217469237 44 35.44 49.25 $5,030.26 | OK
AC Pro | AC Pro (AZ) - Guide |  | System |  | 217469240 | [6 empty] | PKHP-X-048VBC |  |  |  | 5644.73 |  |  | PDF p19: PKHP-X-048VBC 4.0 Ton 47K 47K 39/45 18 11.2 8.5 217469240 44 44 49.25 $5,644.73 | OK
AC Pro | AC Pro (AZ) - Guide |  | System |  | 217469238 | [6 empty] | PKHP-X-060VBC |  |  |  | 5644.73 |  |  | PDF p19: PKHP-X-060VBC 5.0 Ton 56K 56K 39/45 18 11.2 8.3 217469238 44 44 49.25 $5,644.73 | OK

## Validation
Metric | Value
Day & Night rows | 353
AC Pro rows | 30
Total rows (All) | 383
Rows with pricing (All) | 94
Rows missing pricing (All) | 289